## Overview
Cold-Room Study: ESP32 Environmental Monitor
Anmol Bhandohal · BSc Electrical Engineering (Co-op), University of Alberta
Question
One room in the house is noticeably colder. Is it (a) less sun, (b) worse insulation / air leaks, or (c) weaker heating?
Status legend
Measured (real data) | Green-tinted cells/sheets: logged by the ESP32 or pulled from Open-Meteo
PENDING | Amber cells: formulas are already wired; paste the new logs and every result and chart updates
Sheets
RoomA_Night1 | 960 one-minute rows, Oct 3–4 2026 (real). Dew point, dT/dt and indoor–outdoor ΔT are Excel formulas.
RoomB_Pending | Same columns, formulas pre-filled for 2,000 rows. Paste Room B logs into columns A–F.
Weather_Hourly | Open-Meteo hourly outdoor temperature, solar radiation and wind for Edmonton (real).
Calibration_Pending | 24 h side-by-side run: offset, spread and PASS/FAIL against ±0.2 °C / ±2 % RH.
Summary | Per-room statistics, heat-loss slope (SLOPE/RSQ) and the Room B / Room A ratio.
Furnace_Cycles | Heating cycles detected from the sign of dT/dt (real): duration, rise, heating rate.
ML_Forecast | 30-min-ahead forecast results, 5-fold time-series cross-validation (real).
Dashboard | Native Excel charts for every sheet above.
Key results (live formulas)
Room A mean temperature, night 1 (°C) | 18.9489
Furnace cycles detected | 9
Average rise per cycle (°C) | 0.47522
Best model MAE vs baseline | 4.691%
Room A thermal time constant τ (h) | 15.8642
Room B / Room A heat-loss ratio | PENDING

## Summary
Room comparison
Metric | Room A (measured) | Room B (pending) | B vs A
Mean temperature (°C) | 18.9489 | PENDING | PENDING
Minimum temperature (°C) | 18.3 | PENDING | PENDING
Maximum temperature (°C) | 21.035 | PENDING | PENDING
Temperature variability, SD (°C) | 0.46304 | PENDING | PENDING
Mean relative humidity (%) | 53.0481 | PENDING | PENDING
Mean dew point (°C) | 9.1564 | PENDING | PENDING
Mean indoor − outdoor ΔT (°C) | 11.9546 | PENDING | PENDING
Cooling rate per °C of ΔT, furnace off (1/h) | 0.063035 | PENDING | PENDING
Thermal time constant τ = 1 / rate (h) | 15.8642 | PENDING | PENDING
Share of time heating (%) | 10.2083 | PENDING | PENDING
Logged minutes | 960 | PENDING
How to read it
• Heat-loss rate: while the furnace is off, a room cools at a rate proportional to the indoor–outdoor gap (dT/dt = −ΔT/τ). A higher rate (smaller τ) in Room B means it leaks more heat per degree → envelope (insulation / air leaks).
• Repeat at night only (solar = 0) to rule out the sun; if the gap remains, it isn't the windows' orientation.
• τ is estimated two ways: here, a through-origin fit of dT/dt = −ΔT/τ on furnace-off minutes; and in Python, a full RC least-squares fit with furnace and solar terms (night 1: 23.9 h). Post-furnace minutes also include warm air mixing out of the room, so the Excel estimate reads low; comparing rooms with the SAME method is what matters.
• Room A night-1 values are real. Night 1 alone is too short for conclusions; the comparison needs 2–3 weeks of both rooms.

## Dashboard
Dashboard

## RoomA_Night1
Time | Temp (°C) | RH (%) | Pressure (hPa) | Outdoor (°C) | Solar (W/m²) | Dew point (°C) | dT/dt (°C/h) | Indoor − outdoor ΔT (°C) | Phase | ΔT, cooling only | dT/dt, cooling only | chart x (ΔT, cooling) | chart y (dT/dt, cooling)
2026-10-03 23:27 | 21.035 | 40.125 | 943.27 | 6.155 | 0 | 6.9611 |  | 14.88 |  |  |  | #N/A | #N/A
2026-10-03 23:28 | 20.907 | 40.018 | 943.302 | 6.12 | 0 | 6.8075 |  | 14.787 |  |  |  | #N/A | #N/A
2026-10-03 23:29 | 20.997 | 39.952 | 943.283 | 6.085 | 0 | 6.864 | -5.91 | 14.912 | Cooling | 14.912 | -5.91 | 14.912 | -5.91
2026-10-03 23:30 | 21 | 39.6 | 943.29 | 6.05 | 0 | 6.7378 | -9.36 | 14.95 | Cooling | 14.95 | -9.36 | 14.95 | -9.36
2026-10-03 23:31 | 20.641 | 40.641 | 943.317 | 6.015 | 0 | 6.794 | -6.93 | 14.626 | Cooling | 14.626 | -6.93 | 14.626 | -6.93
2026-10-03 23:32 | 20.283 | 41.683 | 943.344 | 5.98 | 0 | 6.8411 | -9.9 | 14.303 | Cooling | 14.303 | -9.9 | 14.303 | -9.9
2026-10-03 23:33 | 20.535 | 44.407 | 943.355 | 5.945 | 0 | 7.9959 | -12.21 | 14.59 | Cooling | 14.59 | -12.21 | 14.59 | -12.21
2026-10-03 23:34 | 20.34 | 43.228 | 943.385 | 5.91 | 0 | 7.4243 | -10.29 | 14.43 | Cooling | 14.43 | -10.29 | 14.43 | -10.29
2026-10-03 23:35 | 19.827 | 42.23 | 943.38 | 5.875 | 0 | 6.62 | -16.77 | 13.952 | Cooling | 13.952 | -16.77 | 13.952 | -16.77
2026-10-03 23:36 | 19.597 | 42.843 | 943.38 | 5.84 | 0 | 6.622 | -14.88 | 13.757 | Cooling | 13.757 | -14.88 | 13.757 | -14.88
2026-10-03 23:37 | 19.417 | 43.407 | 943.343 | 5.805 | 0 | 6.6496 | -7.335 | 13.612 | Cooling | 13.612 | -7.335 | 13.612 | -7.335
2026-10-03 23:38 | 19.348 | 44.338 | 943.358 | 5.77 | 0 | 6.8962 | -4.35 | 13.578 | Cooling | 13.578 | -4.35 | 13.578 | -4.35
2026-10-03 23:39 | 19.338 | 44.715 | 943.35 | 5.735 | 0 | 7.0107 | -1.41 | 13.603 | Cooling | 13.603 | -1.41 | 13.603 | -1.41
2026-10-03 23:40 | 19.307 | 45.058 | 943.343 | 5.7 | 0 | 7.0941 | 0.15 | 13.607 | Steady |  |  | #N/A | #N/A
2026-10-03 23:41 | 19.323 | 45.03 | 943.335 | 5.665 | 0 | 7.0995 | 0.48 | 13.658 | Steady |  |  | #N/A | #N/A
2026-10-03 23:42 | 19.358 | 45.162 | 943.312 | 5.63 | 0 | 7.1741 | 1.365 | 13.728 | Heating |  |  | #N/A | #N/A
2026-10-03 23:43 | 19.37 | 45.428 | 943.337 | 5.595 | 0 | 7.2709 | 1.38 | 13.775 | Heating |  |  | #N/A | #N/A
2026-10-03 23:44 | 19.398 | 45.655 | 943.333 | 5.56 | 0 | 7.3693 | 0.93 | 13.838 | Heating |  |  | #N/A | #N/A
2026-10-03 23:45 | 19.415 | 45.457 | 943.373 | 5.525 | 0 | 7.3212 | 0.975 | 13.89 | Heating |  |  | #N/A | #N/A
2026-10-03 23:46 | 19.42 | 46.04 | 943.353 | 5.49 | 0 | 7.5124 | 0.705 | 13.93 | Heating |  |  | #N/A | #N/A
2026-10-03 23:47 | 19.435 | 46.035 | 943.375 | 5.455 | 0 | 7.5244 | 0.375 | 13.98 | Steady |  |  | #N/A | #N/A
2026-10-03 23:48 | 19.445 | 46.56 | 943.412 | 5.42 | 0 | 7.6999 | 0.495 | 14.025 | Steady |  |  | #N/A | #N/A
2026-10-03 23:49 | 19.44 | 46.603 | 943.4 | 5.385 | 0 | 7.7089 | 0.105 | 14.055 | Steady |  |  | #N/A | #N/A
2026-10-03 23:50 | 19.453 | 46.957 | 943.43 | 5.35 | 0 | 7.8319 | 0.45 | 14.103 | Steady |  |  | #N/A | #N/A
2026-10-03 23:51 | 19.442 | 47.82 | 943.418 | 5.315 | 0 | 8.0896 | 0.645 | 14.127 | Heating |  |  | #N/A | #N/A
2026-10-03 23:52 | 19.475 | 48.648 | 943.432 | 5.28 | 0 | 8.3729 | 0.45 | 14.195 | Steady |  |  | #N/A | #N/A
2026-10-03 23:53 | 19.483 | 48.81 | 943.42 | 5.245 | 0 | 8.4293 | 0.75 | 14.238 | Heating |  |  | #N/A | #N/A
2026-10-03 23:54 | 19.483 | 48.737 | 943.438 | 5.21 | 0 | 8.4072 | 0.105 | 14.273 | Steady |  |  | #N/A | #N/A
2026-10-03 23:55 | 19.492 | 48.912 | 943.463 | 5.175 | 0 | 8.4684 | -0.225 | 14.317 | Cooling | 14.317 | -0.225 | 14.317 | -0.225
2026-10-03 23:56 | 19.482 | 48.768 | 943.45 | 5.14 | 0 | 8.4157 | -0.3 | 14.342 | Cooling | 14.342 | -0.3 | 14.342 | -0.3
2026-10-03 23:57 | 19.468 | 49.138 | 943.468 | 5.105 | 0 | 8.5145 | -0.78 | 14.363 | Cooling | 14.363 | -0.78 | 14.363 | -0.78
2026-10-03 23:58 | 19.463 | 49.247 | 943.508 | 5.07 | 0 | 8.5426 | -0.075 | 14.393 | Steady |  |  | #N/A | #N/A
2026-10-03 23:59 | 19.44 | 49.532 | 943.505 | 5.035 | 0 | 8.6068 | -0.12 | 14.405 | Steady |  |  | #N/A | #N/A
2026-10-04 | 19.477 | 49.833 | 943.478 | 5 | 0 | 8.7304 | 0 | 14.477 | Steady |  |  | #N/A | #N/A
2026-10-04 00:01 | 19.46 | 49.553 | 943.463 | 4.99 | 0 | 8.6314 | 0.3 | 14.47 | Steady |  |  | #N/A | #N/A
2026-10-04 00:02 | 19.463 | 49.822 | 943.493 | 4.98 | 0 | 8.7142 | -0.33 | 14.483 | Cooling | 14.483 | -0.33 | 14.483 | -0.33
2026-10-04 00:03 | 19.46 | 49.758 | 943.477 | 4.97 | 0 | 8.6925 | -0.12 | 14.49 | Steady |  |  | #N/A | #N/A
2026-10-04 00:04 | 19.455 | 50.158 | 943.458 | 4.96 | 0 | 8.8064 | -0.225 | 14.495 | Cooling | 14.495 | -0.225 | 14.495 | -0.225
2026-10-04 00:05 | 19.452 | 50.048 | 943.487 | 4.95 | 0 | 8.7711 | -0.225 | 14.502 | Cooling | 14.502 | -0.225 | 14.502 | -0.225
2026-10-04 00:06 | 19.448 | 50.24 | 943.487 | 4.94 | 0 | 8.8241 | -0.27 | 14.508 | Cooling | 14.508 | -0.27 | 14.508 | -0.27
2026-10-04 00:07 | 19.445 | 50.375 | 943.5 | 4.93 | 0 | 8.8611 | -0.36 | 14.515 | Cooling | 14.515 | -0.36 | 14.515 | -0.36
2026-10-04 00:08 | 19.437 | 50.015 | 943.485 | 4.92 | 0 | 8.7475 | -0.3 | 14.517 | Cooling | 14.517 | -0.3 | 14.517 | -0.3
2026-10-04 00:09 | 19.428 | 50.247 | 943.495 | 4.91 | 0 | 8.8078 | -0.225 | 14.518 | Cooling | 14.518 | -0.225 | 14.518 | -0.225
2026-10-04 00:10 | 19.428 | 50.505 | 943.543 | 4.9 | 0 | 8.8836 | -0.21 | 14.528 | Cooling | 14.528 | -0.21 | 14.528 | -0.21
2026-10-04 00:11 | 19.43 | 50.755 | 943.548 | 4.89 | 0 | 8.9586 | 0 | 14.54 | Steady |  |  | #N/A | #N/A
2026-10-04 00:12 | 19.423 | 50.735 | 943.558 | 4.88 | 0 | 8.9463 | 0.06 | 14.543 | Steady |  |  | #N/A | #N/A
2026-10-04 00:13 | 19.428 | 50.643 | 943.57 | 4.87 | 0 | 8.924 | -0.075 | 14.558 | Steady |  |  | #N/A | #N/A
2026-10-04 00:14 | 19.432 | 50.643 | 943.56 | 4.86 | 0 | 8.9277 | -0.075 | 14.572 | Steady |  |  | #N/A | #N/A
2026-10-04 00:15 | 19.425 | 50.67 | 943.543 | 4.85 | 0 | 8.9292 | -0.15 | 14.575 | Steady |  |  | #N/A | #N/A
2026-10-04 00:16 | 19.418 | 50.747 | 943.552 | 4.84 | 0 | 8.9452 | -0.255 | 14.578 | Cooling | 14.578 | -0.255 | 14.578 | -0.255
2026-10-04 00:17 | 19.418 | 50.825 | 943.588 | 4.83 | 0 | 8.968 | -0.33 | 14.588 | Cooling | 14.588 | -0.33 | 14.588 | -0.33
2026-10-04 00:18 | 19.415 | 50.84 | 943.545 | 4.82 | 0 | 8.9696 | -0.27 | 14.595 | Cooling | 14.595 | -0.27 | 14.595 | -0.27
2026-10-04 00:19 | 19.403 | 51.085 | 943.563 | 4.81 | 0 | 9.0298 | -0.45 | 14.593 | Cooling | 14.593 | -0.45 | 14.593 | -0.45
2026-10-04 00:20 | 19.4 | 50.957 | 943.525 | 4.8 | 0 | 8.9899 | -0.495 | 14.6 | Cooling | 14.6 | -0.495 | 14.6 | -0.495
2026-10-04 00:21 | 19.388 | 50.95 | 943.53 | 4.79 | 0 | 8.9768 | -0.15 | 14.598 | Steady |  |  | #N/A | #N/A
2026-10-04 00:22 | 19.382 | 51.085 | 943.478 | 4.78 | 0 | 9.0105 | -0.3 | 14.602 | Cooling | 14.602 | -0.3 | 14.602 | -0.3
2026-10-04 00:23 | 19.393 | 51.073 | 943.487 | 4.77 | 0 | 9.0171 | -0.225 | 14.623 | Cooling | 14.623 | -0.225 | 14.623 | -0.225
2026-10-04 00:24 | 19.38 | 51.037 | 943.443 | 4.76 | 0 | 8.9947 | -0.18 | 14.62 | Steady |  |  | #N/A | #N/A
2026-10-04 00:25 | 19.373 | 51.013 | 943.447 | 4.75 | 0 | 8.9813 | -0.315 | 14.623 | Cooling | 14.623 | -0.315 | 14.623 | -0.315
2026-10-04 00:26 | 19.37 | 51.163 | 943.428 | 4.74 | 0 | 9.022 | -0.225 | 14.63 | Cooling | 14.63 | -0.225 | 14.63 | -0.225
2026-10-04 00:27 | 19.372 | 51.137 | 943.427 | 4.73 | 0 | 9.0163 | -0.315 | 14.642 | Cooling | 14.642 | -0.315 | 14.642 | -0.315
2026-10-04 00:28 | 19.365 | 51.23 | 943.428 | 4.72 | 0 | 9.0368 | -0.3 | 14.645 | Cooling | 14.645 | -0.3 | 14.645 | -0.3
2026-10-04 00:29 | 19.352 | 51.303 | 943.422 | 4.71 | 0 | 9.046 | -0.3 | 14.642 | Cooling | 14.642 | -0.3 | 14.642 | -0.3
2026-10-04 00:30 | 19.35 | 51.468 | 943.475 | 4.7 | 0 | 9.0917 | -0.405 | 14.65 | Cooling | 14.65 | -0.405 | 14.65 | -0.405
2026-10-04 00:31 | 19.352 | 51.473 | 943.493 | 4.69 | 0 | 9.095 | -0.255 | 14.662 | Cooling | 14.662 | -0.255 | 14.662 | -0.255
2026-10-04 00:32 | 19.338 | 51.452 | 943.488 | 4.68 | 0 | 9.0761 | -0.075 | 14.658 | Steady |  |  | #N/A | #N/A
2026-10-04 00:33 | 19.335 | 51.26 | 943.527 | 4.67 | 0 | 9.0178 | -0.255 | 14.665 | Cooling | 14.665 | -0.255 | 14.665 | -0.255
2026-10-04 00:34 | 19.345 | 51.373 | 943.523 | 4.66 | 0 | 9.0597 | -0.15 | 14.685 | Steady |  |  | #N/A | #N/A
2026-10-04 00:35 | 19.335 | 51.415 | 943.515 | 4.65 | 0 | 9.0626 | -0.18 | 14.685 | Steady |  |  | #N/A | #N/A
2026-10-04 00:36 | 19.328 | 51.552 | 943.533 | 4.64 | 0 | 9.0956 | -0.15 | 14.688 | Steady |  |  | #N/A | #N/A
2026-10-04 00:37 | 19.323 | 51.635 | 943.522 | 4.63 | 0 | 9.1149 | -0.03 | 14.693 | Steady |  |  | #N/A | #N/A
2026-10-04 00:38 | 19.335 | 51.755 | 943.527 | 4.62 | 0 | 9.1604 | -0.09 | 14.715 | Steady |  |  | #N/A | #N/A
2026-10-04 00:39 | 19.333 | 51.895 | 943.512 | 4.61 | 0 | 9.1987 | 0.075 | 14.723 | Steady |  |  | #N/A | #N/A
2026-10-04 00:40 | 19.322 | 51.815 | 943.485 | 4.6 | 0 | 9.1656 | -0.15 | 14.722 | Steady |  |  | #N/A | #N/A
2026-10-04 00:41 | 19.328 | 51.773 | 943.488 | 4.59 | 0 | 9.1591 | -0.075 | 14.738 | Steady |  |  | #N/A | #N/A
2026-10-04 00:42 | 19.325 | 51.933 | 943.507 | 4.58 | 0 | 9.2022 | 0.09 | 14.745 | Steady |  |  | #N/A | #N/A
2026-10-04 00:43 | 19.328 | 51.695 | 943.477 | 4.57 | 0 | 9.1368 | -0.24 | 14.758 | Cooling | 14.758 | -0.24 | 14.758 | -0.24
2026-10-04 00:44 | 19.328 | 51.813 | 943.475 | 4.56 | 0 | 9.1706 | -0.195 | 14.768 | Steady |  |  | #N/A | #N/A
2026-10-04 00:45 | 19.312 | 51.785 | 943.465 | 4.55 | 0 | 9.1478 | -0.525 | 14.762 | Cooling | 14.762 | -0.525 | 14.762 | -0.525
2026-10-04 00:46 | 19.312 | 52.008 | 943.46 | 4.54 | 0 | 9.2116 | -0.39 | 14.772 | Cooling | 14.772 | -0.39 | 14.772 | -0.39
2026-10-04 00:47 | 19.293 | 52.123 | 943.442 | 4.53 | 0 | 9.2269 | -0.15 | 14.763 | Steady |  |  | #N/A | #N/A
2026-10-04 00:48 | 19.302 | 51.825 | 943.457 | 4.52 | 0 | 9.15 | -0.225 | 14.782 | Cooling | 14.782 | -0.225 | 14.782 | -0.225
2026-10-04 00:49 | 19.302 | 51.897 | 943.452 | 4.51 | 0 | 9.1706 | 0.075 | 14.792 | Steady |  |  | #N/A | #N/A
2026-10-04 00:50 | 19.297 | 52.153 | 943.468 | 4.5 | 0 | 9.2391 | -0.18 | 14.797 | Steady |  |  | #N/A | #N/A
2026-10-04 00:51 | 19.298 | 52.115 | 943.453 | 4.49 | 0 | 9.2292 | -0.33 | 14.808 | Cooling | 14.808 | -0.33 | 14.808 | -0.33
2026-10-04 00:52 | 19.29 | 51.96 | 943.475 | 4.48 | 0 | 9.1776 | -0.3 | 14.81 | Cooling | 14.81 | -0.3 | 14.81 | -0.3
2026-10-04 00:53 | 19.28 | 52.033 | 943.487 | 4.47 | 0 | 9.1892 | -0.54 | 14.81 | Cooling | 14.81 | -0.54 | 14.81 | -0.54
2026-10-04 00:54 | 19.277 | 52.16 | 943.482 | 4.46 | 0 | 9.2226 | -0.42 | 14.817 | Cooling | 14.817 | -0.42 | 14.817 | -0.42
2026-10-04 00:55 | 19.262 | 51.972 | 943.433 | 4.45 | 0 | 9.1551 | -0.405 | 14.812 | Cooling | 14.812 | -0.405 | 14.812 | -0.405
2026-10-04 00:56 | 19.262 | 52.04 | 943.452 | 4.44 | 0 | 9.1745 | -0.255 | 14.822 | Cooling | 14.822 | -0.255 | 14.822 | -0.255
2026-10-04 00:57 | 19.253 | 52.123 | 943.44 | 4.43 | 0 | 9.1899 | 0.015 | 14.823 | Steady |  |  | #N/A | #N/A
2026-10-04 00:58 | 19.26 | 52.032 | 943.442 | 4.42 | 0 | 9.1704 | 0 | 14.84 | Steady |  |  | #N/A | #N/A
2026-10-04 00:59 | 19.263 | 52.257 | 943.443 | 4.41 | 0 | 9.2373 | 0.225 | 14.853 | Steady |  |  | #N/A | #N/A
2026-10-04 01:00 | 19.262 | 51.975 | 943.453 | 4.4 | 0 | 9.156 | 0.075 | 14.862 | Steady |  |  | #N/A | #N/A
2026-10-04 01:01 | 19.268 | 52.088 | 943.457 | 4.392 | 0 | 9.1938 | -0.12 | 14.876 | Steady |  |  | #N/A | #N/A
2026-10-04 01:02 | 19.265 | 52.13 | 943.468 | 4.383 | 0 | 9.203 | -0.06 | 14.882 | Steady |  |  | #N/A | #N/A
2026-10-04 01:03 | 19.255 | 52.123 | 943.467 | 4.375 | 0 | 9.1917 | -0.315 | 14.88 | Cooling | 14.88 | -0.315 | 14.88 | -0.315
2026-10-04 01:04 | 19.258 | 51.975 | 943.483 | 4.367 | 0 | 9.1523 | -0.3 | 14.891 | Cooling | 14.891 | -0.3 | 14.891 | -0.3
2026-10-04 01:05 | 19.247 | 51.945 | 943.452 | 4.358 | 0 | 9.1335 | -0.105 | 14.889 | Steady |  |  | #N/A | #N/A
2026-10-04 01:06 | 19.245 | 52.195 | 943.493 | 4.35 | 0 | 9.203 | -0.3 | 14.895 | Cooling | 14.895 | -0.3 | 14.895 | -0.3
2026-10-04 01:07 | 19.248 | 52.047 | 943.487 | 4.342 | 0 | 9.1636 | -0.15 | 14.906 | Steady |  |  | #N/A | #N/A
2026-10-04 01:08 | 19.238 | 52.107 | 943.498 | 4.333 | 0 | 9.1714 | -0.225 | 14.905 | Cooling | 14.905 | -0.225 | 14.905 | -0.225
2026-10-04 01:09 | 19.237 | 52.107 | 943.475 | 4.325 | 0 | 9.1705 | -0.315 | 14.912 | Cooling | 14.912 | -0.315 | 14.912 | -0.315
2026-10-04 01:10 | 19.23 | 52.313 | 943.477 | 4.317 | 0 | 9.2226 | -0.165 | 14.913 | Steady |  |  | #N/A | #N/A
2026-10-04 01:11 | 19.227 | 52.348 | 943.463 | 4.308 | 0 | 9.2298 | -0.285 | 14.919 | Cooling | 14.919 | -0.285 | 14.919 | -0.285
2026-10-04 01:12 | 19.227 | 52.133 | 943.44 | 4.3 | 0 | 9.1687 | -0.105 | 14.927 | Steady |  |  | #N/A | #N/A
2026-10-04 01:13 | 19.218 | 52.095 | 943.448 | 4.292 | 0 | 9.1495 | -0.075 | 14.926 | Steady |  |  | #N/A | #N/A
2026-10-04 01:14 | 19.223 | 52.197 | 943.442 | 4.283 | 0 | 9.1832 | -0.225 | 14.94 | Cooling | 14.94 | -0.225 | 14.94 | -0.225
2026-10-04 01:15 | 19.222 | 52.285 | 943.458 | 4.275 | 0 | 9.2073 | -0.195 | 14.947 | Steady |  |  | #N/A | #N/A
2026-10-04 01:16 | 19.212 | 52.105 | 943.458 | 4.267 | 0 | 9.1468 | -0.375 | 14.945 | Cooling | 14.945 | -0.375 | 14.945 | -0.375
2026-10-04 01:17 | 19.205 | 52.278 | 943.462 | 4.258 | 0 | 9.1896 | -0.435 | 14.947 | Cooling | 14.947 | -0.435 | 14.947 | -0.435
2026-10-04 01:18 | 19.198 | 52.402 | 943.46 | 4.25 | 0 | 9.2183 | -0.435 | 14.948 | Cooling | 14.948 | -0.435 | 14.948 | -0.435
2026-10-04 01:19 | 19.193 | 52.193 | 943.45 | 4.242 | 0 | 9.1543 | -0.255 | 14.951 | Cooling | 14.951 | -0.255 | 14.951 | -0.255
2026-10-04 01:20 | 19.183 | 52.048 | 943.437 | 4.233 | 0 | 9.1038 | -0.15 | 14.95 | Steady |  |  | #N/A | #N/A
2026-10-04 01:21 | 19.188 | 52.423 | 943.467 | 4.225 | 0 | 9.215 | -0.375 | 14.963 | Cooling | 14.963 | -0.375 | 14.963 | -0.375
2026-10-04 01:22 | 19.188 | 52.368 | 943.49 | 4.217 | 0 | 9.1994 | -0.045 | 14.971 | Steady |  |  | #N/A | #N/A
2026-10-04 01:23 | 19.168 | 52.353 | 943.46 | 4.208 | 0 | 9.1766 | -0.27 | 14.96 | Cooling | 14.96 | -0.27 | 14.96 | -0.27
2026-10-04 01:24 | 19.18 | 52.225 | 943.455 | 4.2 | 0 | 9.1514 | -0.195 | 14.98 | Steady |  |  | #N/A | #N/A
2026-10-04 01:25 | 19.17 | 52.277 | 943.438 | 4.192 | 0 | 9.1569 | 0.075 | 14.978 | Steady |  |  | #N/A | #N/A
2026-10-04 01:26 | 19.175 | 52.458 | 943.455 | 4.183 | 0 | 9.2129 | -0.33 | 14.992 | Cooling | 14.992 | -0.33 | 14.992 | -0.33
2026-10-04 01:27 | 19.173 | 52.493 | 943.453 | 4.175 | 0 | 9.2209 | -0.195 | 14.998 | Steady |  |  | #N/A | #N/A
2026-10-04 01:28 | 19.158 | 52.275 | 943.44 | 4.167 | 0 | 9.1452 | -0.33 | 14.991 | Cooling | 14.991 | -0.33 | 14.991 | -0.33
2026-10-04 01:29 | 19.157 | 52.508 | 943.447 | 4.158 | 0 | 9.2104 | -0.345 | 14.999 | Cooling | 14.999 | -0.345 | 14.999 | -0.345
2026-10-04 01:30 | 19.153 | 52.41 | 943.433 | 4.15 | 0 | 9.1789 | -0.195 | 15.003 | Steady |  |  | #N/A | #N/A
2026-10-04 01:31 | 19.15 | 52.413 | 943.467 | 4.142 | 0 | 9.177 | -0.36 | 15.008 | Cooling | 15.008 | -0.36 | 15.008 | -0.36
2026-10-04 01:32 | 19.145 | 52.205 | 943.458 | 4.133 | 0 | 9.1133 | -0.375 | 15.012 | Cooling | 15.012 | -0.375 | 15.012 | -0.375
2026-10-04 01:33 | 19.133 | 52.335 | 943.498 | 4.125 | 0 | 9.1391 | -0.27 | 15.008 | Cooling | 15.008 | -0.27 | 15.008 | -0.27
2026-10-04 01:34 | 19.128 | 52.577 | 943.557 | 4.117 | 0 | 9.203 | -0.225 | 15.011 | Cooling | 15.011 | -0.225 | 15.011 | -0.225
2026-10-04 01:35 | 19.132 | 52.543 | 943.593 | 4.108 | 0 | 9.1971 | -0.015 | 15.024 | Steady |  |  | #N/A | #N/A
2026-10-04 01:36 | 19.13 | 52.267 | 943.562 | 4.1 | 0 | 9.1171 | 0 | 15.03 | Steady |  |  | #N/A | #N/A
2026-10-04 01:37 | 19.132 | 52.633 | 943.585 | 4.092 | 0 | 9.2225 | -0.225 | 15.04 | Cooling | 15.04 | -0.225 | 15.04 | -0.225
2026-10-04 01:38 | 19.128 | 52.368 | 943.595 | 4.083 | 0 | 9.1439 | -0.3 | 15.045 | Cooling | 15.045 | -0.3 | 15.045 | -0.3
2026-10-04 01:39 | 19.117 | 52.357 | 943.598 | 4.075 | 0 | 9.1306 | -0.36 | 15.042 | Cooling | 15.042 | -0.36 | 15.042 | -0.36
2026-10-04 01:40 | 19.11 | 52.28 | 943.628 | 4.067 | 0 | 9.1023 | -0.45 | 15.043 | Cooling | 15.043 | -0.45 | 15.043 | -0.45
2026-10-04 01:41 | 19.108 | 52.492 | 943.588 | 4.058 | 0 | 9.1605 | -0.21 | 15.05 | Cooling | 15.05 | -0.21 | 15.05 | -0.21
2026-10-04 01:42 | 19.098 | 52.46 | 943.607 | 4.05 | 0 | 9.1422 | -0.105 | 15.048 | Steady |  |  | #N/A | #N/A
2026-10-04 01:43 | 19.103 | 52.478 | 943.617 | 4.042 | 0 | 9.1519 | -0.165 | 15.061 | Steady |  |  | #N/A | #N/A
2026-10-04 01:44 | 19.103 | 52.533 | 943.637 | 4.033 | 0 | 9.1674 | 0 | 15.07 | Steady |  |  | #N/A | #N/A
2026-10-04 01:45 | 19.097 | 52.652 | 943.603 | 4.025 | 0 | 9.1955 | -0.315 | 15.072 | Cooling | 15.072 | -0.315 | 15.072 | -0.315
2026-10-04 01:46 | 19.098 | 52.702 | 943.638 | 4.017 | 0 | 9.2105 | -0.3 | 15.081 | Cooling | 15.081 | -0.3 | 15.081 | -0.3
2026-10-04 01:47 | 19.082 | 52.815 | 943.61 | 4.008 | 0 | 9.2275 | -0.21 | 15.074 | Cooling | 15.074 | -0.21 | 15.074 | -0.21
2026-10-04 01:48 | 19.083 | 52.862 | 943.608 | 4 | 0 | 9.2417 | -0.42 | 15.083 | Cooling | 15.083 | -0.42 | 15.083 | -0.42
2026-10-04 01:49 | 19.083 | 52.828 | 943.64 | 3.992 | 0 | 9.2321 | -0.105 | 15.091 | Steady |  |  | #N/A | #N/A
2026-10-04 01:50 | 19.07 | 52.85 | 943.602 | 3.983 | 0 | 9.2262 | -0.3 | 15.087 | Cooling | 15.087 | -0.3 | 15.087 | -0.3
2026-10-04 01:51 | 19.075 | 52.792 | 943.598 | 3.975 | 0 | 9.2146 | -0.465 | 15.1 | Cooling | 15.1 | -0.465 | 15.1 | -0.465
2026-10-04 01:52 | 19.063 | 52.862 | 943.6 | 3.967 | 0 | 9.2231 | -0.33 | 15.096 | Cooling | 15.096 | -0.33 | 15.096 | -0.33
2026-10-04 01:53 | 19.052 | 53.007 | 943.627 | 3.958 | 0 | 9.2536 | -0.42 | 15.094 | Cooling | 15.094 | -0.42 | 15.094 | -0.42
2026-10-04 01:54 | 19.048 | 53.023 | 943.597 | 3.95 | 0 | 9.2544 | -0.3 | 15.098 | Cooling | 15.098 | -0.3 | 15.098 | -0.3
2026-10-04 01:55 | 19.047 | 52.927 | 943.598 | 3.942 | 0 | 9.2266 | -0.075 | 15.105 | Steady |  |  | #N/A | #N/A
2026-10-04 01:56 | 19.043 | 52.968 | 943.552 | 3.933 | 0 | 9.2344 | -0.3 | 15.11 | Cooling | 15.11 | -0.3 | 15.11 | -0.3
2026-10-04 01:57 | 19.047 | 52.802 | 943.59 | 3.925 | 0 | 9.1914 | -0.15 | 15.122 | Steady |  |  | #N/A | #N/A
2026-10-04 01:58 | 19.028 | 52.967 | 943.592 | 3.917 | 0 | 9.2202 | -0.24 | 15.111 | Cooling | 15.111 | -0.24 | 15.111 | -0.24
2026-10-04 01:59 | 19.037 | 52.977 | 943.595 | 3.908 | 0 | 9.2313 | -0.36 | 15.129 | Cooling | 15.129 | -0.36 | 15.129 | -0.36
2026-10-04 02:00 | 19.027 | 53.055 | 943.59 | 3.9 | 0 | 9.2439 | -0.075 | 15.127 | Steady |  |  | #N/A | #N/A
2026-10-04 02:01 | 19.023 | 52.913 | 943.598 | 3.898 | 0 | 9.2004 | -0.405 | 15.125 | Cooling | 15.125 | -0.405 | 15.125 | -0.405
2026-10-04 02:02 | 19.023 | 52.873 | 943.615 | 3.897 | 0 | 9.1892 | -0.33 | 15.126 | Cooling | 15.126 | -0.33 | 15.126 | -0.33
2026-10-04 02:03 | 19.01 | 53.045 | 943.655 | 3.895 | 0 | 9.2254 | -0.345 | 15.115 | Cooling | 15.115 | -0.345 | 15.115 | -0.345
2026-10-04 02:04 | 19.005 | 53.037 | 943.625 | 3.893 | 0 | 9.2185 | -0.45 | 15.112 | Cooling | 15.112 | -0.45 | 15.112 | -0.45
2026-10-04 02:05 | 19 | 52.89 | 943.653 | 3.892 | 0 | 9.1726 | -0.225 | 15.108 | Cooling | 15.108 | -0.225 | 15.108 | -0.225
2026-10-04 02:06 | 18.993 | 53.042 | 943.635 | 3.89 | 0 | 9.2088 | -0.255 | 15.103 | Cooling | 15.103 | -0.255 | 15.103 | -0.255
2026-10-04 02:07 | 18.995 | 52.867 | 943.615 | 3.888 | 0 | 9.1615 | -0.33 | 15.107 | Cooling | 15.107 | -0.33 | 15.107 | -0.33
2026-10-04 02:08 | 18.988 | 52.887 | 943.595 | 3.887 | 0 | 9.1607 | -0.24 | 15.101 | Cooling | 15.101 | -0.24 | 15.101 | -0.24
2026-10-04 02:09 | 18.978 | 53.047 | 943.575 | 3.885 | 0 | 9.1963 | -0.27 | 15.093 | Cooling | 15.093 | -0.27 | 15.093 | -0.27
2026-10-04 02:10 | 18.977 | 53.14 | 943.607 | 3.883 | 0 | 9.2214 | -0.225 | 15.094 | Cooling | 15.094 | -0.225 | 15.094 | -0.225
2026-10-04 02:11 | 18.977 | 52.982 | 943.61 | 3.882 | 0 | 9.1771 | -0.09 | 15.095 | Steady |  |  | #N/A | #N/A
2026-10-04 02:12 | 18.973 | 52.943 | 943.587 | 3.88 | 0 | 9.1625 | -0.21 | 15.093 | Cooling | 15.093 | -0.21 | 15.093 | -0.21
2026-10-04 02:13 | 18.972 | 53.062 | 943.615 | 3.878 | 0 | 9.1949 | -0.33 | 15.094 | Cooling | 15.094 | -0.33 | 15.094 | -0.33
2026-10-04 02:14 | 18.963 | 53.043 | 943.628 | 3.877 | 0 | 9.1813 | -0.3 | 15.086 | Cooling | 15.086 | -0.3 | 15.086 | -0.3
2026-10-04 02:15 | 18.955 | 53.19 | 943.617 | 3.875 | 0 | 9.2149 | -0.375 | 15.08 | Cooling | 15.08 | -0.375 | 15.08 | -0.375
2026-10-04 02:16 | 18.953 | 53.075 | 943.625 | 3.873 | 0 | 9.1809 | -0.39 | 15.08 | Cooling | 15.08 | -0.39 | 15.08 | -0.39
2026-10-04 02:17 | 18.947 | 53.068 | 943.635 | 3.872 | 0 | 9.1734 | -0.18 | 15.075 | Steady |  |  | #N/A | #N/A
2026-10-04 02:18 | 18.937 | 53.11 | 943.623 | 3.87 | 0 | 9.1759 | -0.3 | 15.067 | Cooling | 15.067 | -0.3 | 15.067 | -0.3
2026-10-04 02:19 | 18.943 | 53.202 | 943.617 | 3.868 | 0 | 9.2072 | -0.33 | 15.075 | Cooling | 15.075 | -0.33 | 15.075 | -0.33
2026-10-04 02:20 | 18.933 | 52.93 | 943.618 | 3.867 | 0 | 9.1218 | -0.15 | 15.066 | Steady |  |  | #N/A | #N/A
2026-10-04 02:21 | 18.925 | 53.135 | 943.652 | 3.865 | 0 | 9.1718 | -0.27 | 15.06 | Cooling | 15.06 | -0.27 | 15.06 | -0.27
2026-10-04 02:22 | 18.927 | 53.065 | 943.693 | 3.863 | 0 | 9.154 | -0.09 | 15.064 | Steady |  |  | #N/A | #N/A
2026-10-04 02:23 | 18.925 | 53.167 | 943.708 | 3.862 | 0 | 9.1807 | -0.225 | 15.063 | Cooling | 15.063 | -0.225 | 15.063 | -0.225
2026-10-04 02:24 | 18.927 | 53.148 | 943.722 | 3.86 | 0 | 9.1773 | -0.225 | 15.067 | Cooling | 15.067 | -0.225 | 15.067 | -0.225
2026-10-04 02:25 | 18.91 | 53.273 | 943.725 | 3.858 | 0 | 9.1964 | -0.3 | 15.052 | Cooling | 15.052 | -0.3 | 15.052 | -0.3
2026-10-04 02:26 | 18.912 | 53.135 | 943.728 | 3.857 | 0 | 9.1597 | -0.51 | 15.055 | Cooling | 15.055 | -0.51 | 15.055 | -0.51
2026-10-04 02:27 | 18.905 | 53.233 | 943.75 | 3.855 | 0 | 9.1806 | -0.3 | 15.05 | Cooling | 15.05 | -0.3 | 15.05 | -0.3
2026-10-04 02:28 | 18.893 | 53.26 | 943.742 | 3.853 | 0 | 9.177 | -0.435 | 15.04 | Cooling | 15.04 | -0.435 | 15.04 | -0.435
2026-10-04 02:29 | 18.89 | 53.085 | 943.757 | 3.852 | 0 | 9.1254 | -0.375 | 15.038 | Cooling | 15.038 | -0.375 | 15.038 | -0.375
2026-10-04 02:30 | 18.883 | 53.147 | 943.725 | 3.85 | 0 | 9.1362 | -0.165 | 15.033 | Steady |  |  | #N/A | #N/A
2026-10-04 02:31 | 18.88 | 53.087 | 943.728 | 3.848 | 0 | 9.1166 | -0.3 | 15.032 | Cooling | 15.032 | -0.3 | 15.032 | -0.3
2026-10-04 02:32 | 18.882 | 53.232 | 943.703 | 3.847 | 0 | 9.159 | -0.225 | 15.035 | Cooling | 15.035 | -0.225 | 15.035 | -0.225
2026-10-04 02:33 | 18.87 | 53.267 | 943.688 | 3.845 | 0 | 9.1576 | -0.3 | 15.025 | Cooling | 15.025 | -0.3 | 15.025 | -0.3
2026-10-04 02:34 | 18.868 | 53.193 | 943.692 | 3.843 | 0 | 9.1351 | -0.36 | 15.025 | Cooling | 15.025 | -0.36 | 15.025 | -0.36
2026-10-04 02:35 | 18.86 | 53.397 | 943.705 | 3.842 | 0 | 9.1845 | -0.075 | 15.018 | Steady |  |  | #N/A | #N/A
2026-10-04 02:36 | 18.858 | 53.32 | 943.693 | 3.84 | 0 | 9.1613 | -0.165 | 15.018 | Steady |  |  | #N/A | #N/A
2026-10-04 02:37 | 18.865 | 53.205 | 943.74 | 3.838 | 0 | 9.1357 | -0.255 | 15.027 | Cooling | 15.027 | -0.255 | 15.027 | -0.255
2026-10-04 02:38 | 18.857 | 53.255 | 943.762 | 3.837 | 0 | 9.1422 | -0.15 | 15.02 | Steady |  |  | #N/A | #N/A
2026-10-04 02:39 | 18.843 | 53.202 | 943.782 | 3.835 | 0 | 9.1145 | -0.3 | 15.008 | Cooling | 15.008 | -0.3 | 15.008 | -0.3
2026-10-04 02:40 | 18.848 | 53.135 | 943.792 | 3.833 | 0 | 9.1004 | -0.18 | 15.015 | Steady |  |  | #N/A | #N/A
2026-10-04 02:41 | 18.845 | 53.335 | 943.795 | 3.832 | 0 | 9.1534 | -0.045 | 15.013 | Steady |  |  | #N/A | #N/A
2026-10-04 02:42 | 18.845 | 53.257 | 943.793 | 3.83 | 0 | 9.1317 | -0.3 | 15.015 | Cooling | 15.015 | -0.3 | 15.015 | -0.3
2026-10-04 02:43 | 18.84 | 53.46 | 943.782 | 3.828 | 0 | 9.1835 | -0.225 | 15.012 | Cooling | 15.012 | -0.225 | 15.012 | -0.225
2026-10-04 02:44 | 18.828 | 53.41 | 943.77 | 3.827 | 0 | 9.1585 | -0.405 | 15.001 | Cooling | 15.001 | -0.405 | 15.001 | -0.405
2026-10-04 02:45 | 18.83 | 53.168 | 943.72 | 3.825 | 0 | 9.0929 | -0.495 | 15.005 | Cooling | 15.005 | -0.495 | 15.005 | -0.495
2026-10-04 02:46 | 18.818 | 53.14 | 943.698 | 3.823 | 0 | 9.074 | -0.195 | 14.995 | Steady |  |  | #N/A | #N/A
2026-10-04 02:47 | 18.807 | 53.395 | 943.723 | 3.822 | 0 | 9.1348 | -0.405 | 14.985 | Cooling | 14.985 | -0.405 | 14.985 | -0.405
2026-10-04 02:48 | 18.815 | 53.512 | 943.69 | 3.82 | 0 | 9.1748 | -0.375 | 14.995 | Cooling | 14.995 | -0.375 | 14.995 | -0.375
2026-10-04 02:49 | 18.803 | 53.202 | 943.695 | 3.818 | 0 | 9.0774 | -0.135 | 14.985 | Steady |  |  | #N/A | #N/A
2026-10-04 02:50 | 18.793 | 53.157 | 943.683 | 3.817 | 0 | 9.0556 | -0.405 | 14.976 | Cooling | 14.976 | -0.405 | 14.976 | -0.405
2026-10-04 02:51 | 18.798 | 53.318 | 943.72 | 3.815 | 0 | 9.1051 | -0.3 | 14.983 | Cooling | 14.983 | -0.3 | 14.983 | -0.3
2026-10-04 02:52 | 18.788 | 53.593 | 943.725 | 3.813 | 0 | 9.1722 | -0.15 | 14.975 | Steady |  |  | #N/A | #N/A
2026-10-04 02:53 | 18.783 | 53.242 | 943.717 | 3.812 | 0 | 9.07 | -0.45 | 14.971 | Cooling | 14.971 | -0.45 | 14.971 | -0.45
2026-10-04 02:54 | 18.783 | 53.427 | 943.702 | 3.81 | 0 | 9.1215 | -0.3 | 14.973 | Cooling | 14.973 | -0.3 | 14.973 | -0.3
2026-10-04 02:55 | 18.768 | 53.268 | 943.717 | 3.808 | 0 | 9.0633 | -0.315 | 14.96 | Cooling | 14.96 | -0.315 | 14.96 | -0.315
2026-10-04 02:56 | 18.768 | 53.463 | 943.677 | 3.807 | 0 | 9.1176 | -0.45 | 14.961 | Cooling | 14.961 | -0.45 | 14.961 | -0.45
2026-10-04 02:57 | 18.762 | 53.29 | 943.687 | 3.805 | 0 | 9.0639 | -0.375 | 14.957 | Cooling | 14.957 | -0.375 | 14.957 | -0.375
2026-10-04 02:58 | 18.753 | 53.248 | 943.693 | 3.803 | 0 | 9.0438 | -0.495 | 14.95 | Cooling | 14.95 | -0.495 | 14.95 | -0.495
2026-10-04 02:59 | 18.743 | 53.427 | 943.673 | 3.802 | 0 | 9.0844 | -0.435 | 14.941 | Cooling | 14.941 | -0.435 | 14.941 | -0.435
2026-10-04 03:00 | 18.735 | 53.452 | 943.693 | 3.8 | 0 | 9.0839 | -0.27 | 14.935 | Cooling | 14.935 | -0.27 | 14.935 | -0.27
2026-10-04 03:01 | 18.733 | 53.367 | 943.678 | 3.792 | 0 | 9.0584 | -0.27 | 14.941 | Cooling | 14.941 | -0.27 | 14.941 | -0.27
2026-10-04 03:02 | 18.735 | 53.415 | 943.725 | 3.783 | 0 | 9.0736 | -0.225 | 14.952 | Cooling | 14.952 | -0.225 | 14.952 | -0.225
2026-10-04 03:03 | 18.725 | 53.503 | 943.712 | 3.775 | 0 | 9.0888 | -0.195 | 14.95 | Steady |  |  | #N/A | #N/A
2026-10-04 03:04 | 18.72 | 53.447 | 943.753 | 3.767 | 0 | 9.0686 | -0.33 | 14.953 | Cooling | 14.953 | -0.33 | 14.953 | -0.33
2026-10-04 03:05 | 18.72 | 53.465 | 943.735 | 3.758 | 0 | 9.0736 | -0.345 | 14.962 | Cooling | 14.962 | -0.345 | 14.962 | -0.345
2026-10-04 03:06 | 18.713 | 53.655 | 943.742 | 3.75 | 0 | 9.1197 | -0.33 | 14.963 | Cooling | 14.963 | -0.33 | 14.963 | -0.33
2026-10-04 03:07 | 18.702 | 53.493 | 943.72 | 3.742 | 0 | 9.0647 | -0.405 | 14.96 | Cooling | 14.96 | -0.405 | 14.96 | -0.405
2026-10-04 03:08 | 18.698 | 53.56 | 943.718 | 3.733 | 0 | 9.0795 | -0.165 | 14.965 | Steady |  |  | #N/A | #N/A
2026-10-04 03:09 | 18.693 | 53.663 | 943.733 | 3.725 | 0 | 9.1034 | -0.135 | 14.968 | Steady |  |  | #N/A | #N/A
2026-10-04 03:10 | 18.702 | 53.482 | 943.702 | 3.717 | 0 | 9.0616 | -0.165 | 14.985 | Steady |  |  | #N/A | #N/A
2026-10-04 03:11 | 18.693 | 53.608 | 943.72 | 3.708 | 0 | 9.0882 | -0.15 | 14.985 | Steady |  |  | #N/A | #N/A
2026-10-04 03:12 | 18.687 | 53.635 | 943.705 | 3.7 | 0 | 9.0901 | -0.36 | 14.987 | Cooling | 14.987 | -0.36 | 14.987 | -0.36
2026-10-04 03:13 | 18.683 | 53.653 | 943.695 | 3.692 | 0 | 9.0913 | -0.24 | 14.991 | Cooling | 14.991 | -0.24 | 14.991 | -0.24
2026-10-04 03:14 | 18.678 | 53.76 | 943.737 | 3.683 | 0 | 9.1163 | -0.21 | 14.995 | Cooling | 14.995 | -0.21 | 14.995 | -0.21
2026-10-04 03:15 | 18.677 | 53.732 | 943.697 | 3.675 | 0 | 9.1076 | -0.27 | 15.002 | Cooling | 15.002 | -0.27 | 15.002 | -0.27
2026-10-04 03:16 | 18.673 | 53.693 | 943.725 | 3.667 | 0 | 9.0931 | -0.345 | 15.006 | Cooling | 15.006 | -0.345 | 15.006 | -0.345
2026-10-04 03:17 | 18.665 | 53.73 | 943.663 | 3.658 | 0 | 9.0959 | -0.36 | 15.007 | Cooling | 15.007 | -0.36 | 15.007 | -0.36
2026-10-04 03:18 | 18.655 | 53.807 | 943.682 | 3.65 | 0 | 9.1079 | 0.03 | 15.005 | Steady |  |  | #N/A | #N/A
2026-10-04 03:19 | 18.653 | 53.767 | 943.673 | 3.642 | 0 | 9.095 | 1.35 | 15.011 | Heating |  |  | #N/A | #N/A
2026-10-04 03:20 | 18.675 | 53.128 | 943.687 | 3.633 | 0 | 8.9381 | 3.03 | 15.042 | Heating |  |  | #N/A | #N/A
2026-10-04 03:21 | 18.755 | 52.312 | 943.738 | 3.625 | 0 | 8.7829 | 4.905 | 15.13 | Heating |  |  | #N/A | #N/A
2026-10-04 03:22 | 18.857 | 52.138 | 943.747 | 3.617 | 0 | 8.8279 | 6.555 | 15.24 | Heating |  |  | #N/A | #N/A
2026-10-04 03:23 | 18.98 | 51.622 | 943.748 | 3.608 | 0 | 8.7943 | 5.775 | 15.372 | Heating |  |  | #N/A | #N/A
2026-10-04 03:24 | 19.112 | 51.443 | 943.697 | 3.6 | 0 | 8.8648 | 4.275 | 15.512 | Heating |  |  | #N/A | #N/A
2026-10-04 03:25 | 19.14 | 51.823 | 943.697 | 3.592 | 0 | 8.9997 | 2.145 | 15.548 | Heating |  |  | #N/A | #N/A
2026-10-04 03:26 | 19.142 | 52.038 | 943.687 | 3.583 | 0 | 9.063 | -0.375 | 15.559 | Cooling | 15.559 | -0.375 | 15.559 | -0.375
2026-10-04 03:27 | 19.123 | 52.245 | 943.702 | 3.575 | 0 | 9.1043 | -1.545 | 15.548 | Cooling | 15.548 | -1.545 | 15.548 | -1.545
2026-10-04 03:28 | 19.087 | 52.243 | 943.748 | 3.567 | 0 | 9.0705 | -2.325 | 15.52 | Cooling | 15.52 | -2.325 | 15.52 | -2.325
2026-10-04 03:29 | 19.037 | 52.218 | 943.718 | 3.558 | 0 | 9.0171 | -2.7 | 15.479 | Cooling | 15.479 | -2.7 | 15.479 | -2.7
2026-10-04 03:30 | 18.987 | 52.477 | 943.782 | 3.55 | 0 | 9.0442 | -2.55 | 15.437 | Cooling | 15.437 | -2.55 | 15.437 | -2.55
2026-10-04 03:31 | 18.943 | 52.49 | 943.807 | 3.542 | 0 | 9.0072 | -2.25 | 15.401 | Cooling | 15.401 | -2.25 | 15.401 | -2.25
2026-10-04 03:32 | 18.917 | 52.44 | 943.803 | 3.533 | 0 | 8.969 | -1.83 | 15.384 | Cooling | 15.384 | -1.83 | 15.384 | -1.83
2026-10-04 03:33 | 18.887 | 52.852 | 943.805 | 3.525 | 0 | 9.0573 | -1.29 | 15.362 | Cooling | 15.362 | -1.29 | 15.362 | -1.29
2026-10-04 03:34 | 18.865 | 52.64 | 943.808 | 3.517 | 0 | 8.9773 | -1.26 | 15.348 | Cooling | 15.348 | -1.26 | 15.348 | -1.26
2026-10-04 03:35 | 18.857 | 52.768 | 943.788 | 3.508 | 0 | 9.0059 | -1.005 | 15.349 | Cooling | 15.349 | -1.005 | 15.349 | -1.005
2026-10-04 03:36 | 18.833 | 52.787 | 943.805 | 3.5 | 0 | 8.989 | -0.93 | 15.333 | Cooling | 15.333 | -0.93 | 15.333 | -0.93
2026-10-04 03:37 | 18.82 | 52.65 | 943.8 | 3.492 | 0 | 8.9385 | -1.005 | 15.328 | Cooling | 15.328 | -1.005 | 15.328 | -1.005
2026-10-04 03:38 | 18.803 | 52.865 | 943.837 | 3.483 | 0 | 8.9831 | -0.915 | 15.32 | Cooling | 15.32 | -0.915 | 15.32 | -0.915
2026-10-04 03:39 | 18.79 | 52.968 | 943.827 | 3.475 | 0 | 8.9999 | -1.02 | 15.315 | Cooling | 15.315 | -1.02 | 15.315 | -1.02
2026-10-04 03:40 | 18.772 | 52.807 | 943.812 | 3.467 | 0 | 8.9381 | -0.765 | 15.305 | Cooling | 15.305 | -0.765 | 15.305 | -0.765
2026-10-04 03:41 | 18.752 | 52.98 | 943.86 | 3.458 | 0 | 8.9681 | -0.9 | 15.294 | Cooling | 15.294 | -0.9 | 15.294 | -0.9
2026-10-04 03:42 | 18.752 | 53.072 | 943.842 | 3.45 | 0 | 8.9938 | -0.78 | 15.302 | Cooling | 15.302 | -0.78 | 15.302 | -0.78
2026-10-04 03:43 | 18.73 | 53.032 | 943.887 | 3.442 | 0 | 8.9622 | -0.555 | 15.288 | Cooling | 15.288 | -0.555 | 15.288 | -0.555
2026-10-04 03:44 | 18.72 | 53.13 | 943.882 | 3.433 | 0 | 8.9803 | -0.705 | 15.287 | Cooling | 15.287 | -0.705 | 15.287 | -0.705
2026-10-04 03:45 | 18.715 | 52.937 | 943.925 | 3.425 | 0 | 8.9218 | -0.48 | 15.29 | Cooling | 15.29 | -0.48 | 15.29 | -0.48
2026-10-04 03:46 | 18.705 | 53.045 | 943.918 | 3.417 | 0 | 8.9427 | -0.405 | 15.288 | Cooling | 15.288 | -0.405 | 15.288 | -0.405
2026-10-04 03:47 | 18.698 | 53.04 | 943.927 | 3.408 | 0 | 8.9348 | -0.525 | 15.29 | Cooling | 15.29 | -0.525 | 15.29 | -0.525
2026-10-04 03:48 | 18.693 | 52.988 | 943.912 | 3.4 | 0 | 8.9157 | -0.33 | 15.293 | Cooling | 15.293 | -0.33 | 15.293 | -0.33
2026-10-04 03:49 | 18.68 | 53.183 | 943.898 | 3.392 | 0 | 8.9581 | -0.525 | 15.288 | Cooling | 15.288 | -0.525 | 15.288 | -0.525
2026-10-04 03:50 | 18.683 | 53.127 | 943.91 | 3.383 | 0 | 8.9452 | -0.615 | 15.3 | Cooling | 15.3 | -0.615 | 15.3 | -0.615
2026-10-04 03:51 | 18.663 | 53.147 | 943.87 | 3.375 | 0 | 8.9323 | -0.495 | 15.288 | Cooling | 15.288 | -0.495 | 15.288 | -0.495
2026-10-04 03:52 | 18.652 | 53.225 | 943.872 | 3.367 | 0 | 8.9438 | -0.6 | 15.285 | Cooling | 15.285 | -0.6 | 15.285 | -0.6
2026-10-04 03:53 | 18.647 | 53.175 | 943.887 | 3.358 | 0 | 8.9252 | -0.39 | 15.289 | Cooling | 15.289 | -0.39 | 15.289 | -0.39
2026-10-04 03:54 | 18.643 | 53.203 | 943.842 | 3.35 | 0 | 8.9293 | -0.33 | 15.293 | Cooling | 15.293 | -0.33 | 15.293 | -0.33
2026-10-04 03:55 | 18.637 | 53.272 | 943.85 | 3.342 | 0 | 8.943 | -0.33 | 15.295 | Cooling | 15.295 | -0.33 | 15.295 | -0.33
2026-10-04 03:56 | 18.63 | 53.272 | 943.86 | 3.333 | 0 | 8.9365 | -0.42 | 15.297 | Cooling | 15.297 | -0.42 | 15.297 | -0.42
2026-10-04 03:57 | 18.625 | 53.48 | 943.875 | 3.325 | 0 | 8.9896 | -0.375 | 15.3 | Cooling | 15.3 | -0.375 | 15.3 | -0.375
2026-10-04 03:58 | 18.615 | 53.355 | 943.868 | 3.317 | 0 | 8.9456 | -0.255 | 15.298 | Cooling | 15.298 | -0.255 | 15.298 | -0.255
2026-10-04 03:59 | 18.612 | 53.42 | 943.863 | 3.308 | 0 | 8.9609 | -0.3 | 15.304 | Cooling | 15.304 | -0.3 | 15.304 | -0.3
2026-10-04 04:00 | 18.613 | 53.343 | 943.87 | 3.3 | 0 | 8.9405 | -0.255 | 15.313 | Cooling | 15.313 | -0.255 | 15.313 | -0.255
2026-10-04 04:01 | 18.605 | 53.275 | 943.838 | 3.298 | 0 | 8.9141 | -0.33 | 15.307 | Cooling | 15.307 | -0.33 | 15.307 | -0.33
2026-10-04 04:02 | 18.598 | 53.485 | 943.805 | 3.297 | 0 | 8.9659 | -0.465 | 15.301 | Cooling | 15.301 | -0.465 | 15.301 | -0.465
2026-10-04 04:03 | 18.59 | 53.315 | 943.82 | 3.295 | 0 | 8.9113 | -0.42 | 15.295 | Cooling | 15.295 | -0.42 | 15.295 | -0.42
2026-10-04 04:04 | 18.582 | 53.443 | 943.772 | 3.293 | 0 | 8.9395 | -0.495 | 15.289 | Cooling | 15.289 | -0.495 | 15.289 | -0.495
2026-10-04 04:05 | 18.577 | 53.543 | 943.748 | 3.292 | 0 | 8.9625 | -0.405 | 15.285 | Cooling | 15.285 | -0.405 | 15.285 | -0.405
2026-10-04 04:06 | 18.565 | 53.487 | 943.757 | 3.29 | 0 | 8.9359 | -0.48 | 15.275 | Cooling | 15.275 | -0.48 | 15.275 | -0.48
2026-10-04 04:07 | 18.563 | 53.605 | 943.683 | 3.288 | 0 | 8.9667 | -0.585 | 15.275 | Cooling | 15.275 | -0.585 | 15.275 | -0.585
2026-10-04 04:08 | 18.55 | 53.535 | 943.662 | 3.287 | 0 | 8.9353 | 0.12 | 15.263 | Steady |  |  | #N/A | #N/A
2026-10-04 04:09 | 18.538 | 53.39 | 943.643 | 3.285 | 0 | 8.8839 | 1.485 | 15.253 | Heating |  |  | #N/A | #N/A
2026-10-04 04:10 | 18.573 | 53.053 | 943.632 | 3.283 | 0 | 8.8226 | 3.57 | 15.29 | Heating |  |  | #N/A | #N/A
2026-10-04 04:11 | 18.662 | 52.56 | 943.61 | 3.282 | 0 | 8.7668 | 5.925 | 15.38 | Heating |  |  | #N/A | #N/A
2026-10-04 04:12 | 18.788 | 52.008 | 943.627 | 3.28 | 0 | 8.7271 | 6.9 | 15.508 | Heating |  |  | #N/A | #N/A
2026-10-04 04:13 | 18.933 | 51.39 | 943.625 | 3.278 | 0 | 8.6843 | 5.925 | 15.655 | Heating |  |  | #N/A | #N/A
2026-10-04 04:14 | 19.033 | 51.428 | 943.598 | 3.277 | 0 | 8.7875 | 4.275 | 15.756 | Heating |  |  | #N/A | #N/A
2026-10-04 04:15 | 19.057 | 51.563 | 943.57 | 3.275 | 0 | 8.8485 | 1.485 | 15.782 | Heating |  |  | #N/A | #N/A
2026-10-04 04:16 | 19.073 | 51.42 | 943.548 | 3.273 | 0 | 8.8222 | -0.72 | 15.8 | Cooling | 15.8 | -0.72 | 15.8 | -0.72
2026-10-04 04:17 | 19.032 | 51.592 | 943.527 | 3.272 | 0 | 8.8337 | -2.01 | 15.76 | Cooling | 15.76 | -2.01 | 15.76 | -2.01
2026-10-04 04:18 | 18.985 | 51.7 | 943.473 | 3.27 | 0 | 8.8213 | -2.82 | 15.715 | Cooling | 15.715 | -2.82 | 15.715 | -2.82
2026-10-04 04:19 | 18.923 | 52.013 | 943.503 | 3.268 | 0 | 8.8534 | -2.685 | 15.655 | Cooling | 15.655 | -2.685 | 15.655 | -2.685
2026-10-04 04:20 | 18.885 | 52.125 | 943.49 | 3.267 | 0 | 8.8501 | -2.445 | 15.618 | Cooling | 15.618 | -2.445 | 15.618 | -2.445
2026-10-04 04:21 | 18.853 | 52.517 | 943.51 | 3.265 | 0 | 8.9315 | -1.995 | 15.588 | Cooling | 15.588 | -1.995 | 15.588 | -1.995
2026-10-04 04:22 | 18.822 | 52.522 | 943.503 | 3.263 | 0 | 8.9042 | -1.68 | 15.559 | Cooling | 15.559 | -1.68 | 15.559 | -1.68
2026-10-04 04:23 | 18.79 | 52.695 | 943.482 | 3.262 | 0 | 8.9233 | -1.515 | 15.528 | Cooling | 15.528 | -1.515 | 15.528 | -1.515
2026-10-04 04:24 | 18.773 | 52.552 | 943.482 | 3.26 | 0 | 8.8673 | -1.41 | 15.513 | Cooling | 15.513 | -1.41 | 15.513 | -1.41
2026-10-04 04:25 | 18.752 | 52.688 | 943.463 | 3.258 | 0 | 8.8862 | -1.095 | 15.494 | Cooling | 15.494 | -1.095 | 15.494 | -1.095
2026-10-04 04:26 | 18.728 | 52.698 | 943.447 | 3.257 | 0 | 8.8668 | -1.2 | 15.471 | Cooling | 15.471 | -1.2 | 15.471 | -1.2
2026-10-04 04:27 | 18.717 | 52.77 | 943.428 | 3.255 | 0 | 8.8768 | -1.005 | 15.462 | Cooling | 15.462 | -1.005 | 15.462 | -1.005
2026-10-04 04:28 | 18.693 | 52.858 | 943.447 | 3.253 | 0 | 8.8793 | -0.825 | 15.44 | Cooling | 15.44 | -0.825 | 15.44 | -0.825
2026-10-04 04:29 | 18.685 | 52.902 | 943.433 | 3.252 | 0 | 8.8842 | -0.81 | 15.433 | Cooling | 15.433 | -0.81 | 15.433 | -0.81
2026-10-04 04:30 | 18.673 | 52.837 | 943.403 | 3.25 | 0 | 8.8548 | -0.57 | 15.423 | Cooling | 15.423 | -0.57 | 15.423 | -0.57
2026-10-04 04:31 | 18.663 | 52.923 | 943.39 | 3.248 | 0 | 8.8697 | -0.63 | 15.415 | Cooling | 15.415 | -0.63 | 15.415 | -0.63
2026-10-04 04:32 | 18.655 | 53.108 | 943.322 | 3.247 | 0 | 8.914 | -0.645 | 15.408 | Cooling | 15.408 | -0.645 | 15.408 | -0.645
2026-10-04 04:33 | 18.643 | 52.982 | 943.35 | 3.245 | 0 | 8.8676 | -0.69 | 15.398 | Cooling | 15.398 | -0.69 | 15.398 | -0.69
2026-10-04 04:34 | 18.63 | 53.087 | 943.313 | 3.243 | 0 | 8.8849 | -0.555 | 15.387 | Cooling | 15.387 | -0.555 | 15.387 | -0.555
2026-10-04 04:35 | 18.617 | 52.935 | 943.3 | 3.242 | 0 | 8.8304 | -0.6 | 15.375 | Cooling | 15.375 | -0.6 | 15.375 | -0.6
2026-10-04 04:36 | 18.618 | 53.128 | 943.315 | 3.24 | 0 | 8.8852 | -0.6 | 15.378 | Cooling | 15.378 | -0.6 | 15.378 | -0.6
2026-10-04 04:37 | 18.603 | 53.25 | 943.307 | 3.238 | 0 | 8.9053 | -0.525 | 15.365 | Cooling | 15.365 | -0.525 | 15.365 | -0.525
2026-10-04 04:38 | 18.59 | 53.2 | 943.312 | 3.237 | 0 | 8.8793 | -0.495 | 15.353 | Cooling | 15.353 | -0.495 | 15.353 | -0.495
2026-10-04 04:39 | 18.582 | 53.117 | 943.297 | 3.235 | 0 | 8.8488 | -0.3 | 15.347 | Cooling | 15.347 | -0.3 | 15.347 | -0.3
2026-10-04 04:40 | 18.585 | 53.307 | 943.308 | 3.233 | 0 | 8.9045 | -0.18 | 15.352 | Steady |  |  | #N/A | #N/A
2026-10-04 04:41 | 18.583 | 53.323 | 943.302 | 3.232 | 0 | 8.9071 | -0.36 | 15.351 | Cooling | 15.351 | -0.36 | 15.351 | -0.36
2026-10-04 04:42 | 18.578 | 53.298 | 943.272 | 3.23 | 0 | 8.8955 | -0.42 | 15.348 | Cooling | 15.348 | -0.42 | 15.348 | -0.42
2026-10-04 04:43 | 18.558 | 53.162 | 943.25 | 3.228 | 0 | 8.8391 | -0.45 | 15.33 | Cooling | 15.33 | -0.45 | 15.33 | -0.45
2026-10-04 04:44 | 18.557 | 53.19 | 943.24 | 3.227 | 0 | 8.846 | -0.3 | 15.33 | Cooling | 15.33 | -0.3 | 15.33 | -0.3
2026-10-04 04:45 | 18.553 | 53.295 | 943.217 | 3.225 | 0 | 8.8715 | -0.015 | 15.328 | Steady |  |  | #N/A | #N/A
2026-10-04 04:46 | 18.558 | 53.358 | 943.21 | 3.223 | 0 | 8.8936 | -0.255 | 15.335 | Cooling | 15.335 | -0.255 | 15.335 | -0.255
2026-10-04 04:47 | 18.557 | 53.097 | 943.202 | 3.222 | 0 | 8.82 | -0.345 | 15.335 | Cooling | 15.335 | -0.345 | 15.335 | -0.345
2026-10-04 04:48 | 18.54 | 53.25 | 943.178 | 3.22 | 0 | 8.8469 | -0.645 | 15.32 | Cooling | 15.32 | -0.645 | 15.32 | -0.645
2026-10-04 04:49 | 18.53 | 53.328 | 943.223 | 3.218 | 0 | 8.8593 | -0.675 | 15.312 | Cooling | 15.312 | -0.675 | 15.312 | -0.675
2026-10-04 04:50 | 18.515 | 53.307 | 943.2 | 3.217 | 0 | 8.8396 | -0.45 | 15.298 | Cooling | 15.298 | -0.45 | 15.298 | -0.45
2026-10-04 04:51 | 18.512 | 53.402 | 943.187 | 3.215 | 0 | 8.8632 | -0.48 | 15.297 | Cooling | 15.297 | -0.48 | 15.297 | -0.48
2026-10-04 04:52 | 18.51 | 53.252 | 943.202 | 3.213 | 0 | 8.8196 | -0.075 | 15.297 | Steady |  |  | #N/A | #N/A
2026-10-04 04:53 | 18.498 | 53.3 | 943.172 | 3.212 | 0 | 8.8219 | 0.075 | 15.286 | Steady |  |  | #N/A | #N/A
2026-10-04 04:54 | 18.51 | 53.233 | 943.158 | 3.21 | 0 | 8.8144 | 0.6 | 15.3 | Steady |  |  | #N/A | #N/A
2026-10-04 04:55 | 18.517 | 53.28 | 943.168 | 3.208 | 0 | 8.8339 | 1.98 | 15.309 | Heating |  |  | #N/A | #N/A
2026-10-04 04:56 | 18.55 | 52.93 | 943.173 | 3.207 | 0 | 8.7669 | 3.72 | 15.343 | Heating |  |  | #N/A | #N/A
2026-10-04 04:57 | 18.63 | 52.27 | 943.137 | 3.205 | 0 | 8.6553 | 5.595 | 15.425 | Heating |  |  | #N/A | #N/A
2026-10-04 04:58 | 18.758 | 52.053 | 943.128 | 3.203 | 0 | 8.7122 | 7.275 | 15.555 | Heating |  |  | #N/A | #N/A
2026-10-04 04:59 | 18.89 | 51.527 | 943.122 | 3.202 | 0 | 8.6839 | 6.375 | 15.688 | Heating |  |  | #N/A | #N/A
2026-10-04 05:00 | 19.035 | 51.157 | 943.09 | 3.2 | 0 | 8.7112 | 4.605 | 15.835 | Heating |  |  | #N/A | #N/A
2026-10-04 05:01 | 19.055 | 51.06 | 943.1 | 3.193 | 0 | 8.7016 | 1.845 | 15.862 | Heating |  |  | #N/A | #N/A
2026-10-04 05:02 | 19.065 | 51.383 | 943.085 | 3.187 | 0 | 8.8041 | -1.2 | 15.878 | Cooling | 15.878 | -1.2 | 15.878 | -1.2
2026-10-04 05:03 | 19.013 | 51.548 | 943.078 | 3.18 | 0 | 8.8036 | -2.175 | 15.833 | Cooling | 15.833 | -2.175 | 15.833 | -2.175
2026-10-04 05:04 | 18.955 | 51.795 | 943.057 | 3.173 | 0 | 8.8208 | -2.88 | 15.782 | Cooling | 15.782 | -2.88 | 15.782 | -2.88
2026-10-04 05:05 | 18.91 | 51.888 | 943.028 | 3.167 | 0 | 8.8057 | -2.67 | 15.743 | Cooling | 15.743 | -2.67 | 15.743 | -2.67
2026-10-04 05:06 | 18.873 | 51.985 | 943.035 | 3.16 | 0 | 8.7992 | -2.55 | 15.713 | Cooling | 15.713 | -2.55 | 15.713 | -2.55
2026-10-04 05:07 | 18.835 | 52.165 | 943 | 3.153 | 0 | 8.8152 | -2.325 | 15.682 | Cooling | 15.682 | -2.325 | 15.682 | -2.325
2026-10-04 05:08 | 18.785 | 52.32 | 943.02 | 3.147 | 0 | 8.8129 | -2.145 | 15.638 | Cooling | 15.638 | -2.145 | 15.638 | -2.145
2026-10-04 05:09 | 18.755 | 52.507 | 942.997 | 3.14 | 0 | 8.838 | -1.92 | 15.615 | Cooling | 15.615 | -1.92 | 15.615 | -1.92
2026-10-04 05:10 | 18.73 | 52.578 | 943.012 | 3.133 | 0 | 8.8348 | -1.395 | 15.597 | Cooling | 15.597 | -1.395 | 15.597 | -1.395
2026-10-04 05:11 | 18.707 | 52.655 | 942.977 | 3.127 | 0 | 8.8352 | -1.245 | 15.58 | Cooling | 15.58 | -1.245 | 15.58 | -1.245
2026-10-04 05:12 | 18.692 | 52.608 | 942.967 | 3.12 | 0 | 8.8081 | -1.005 | 15.572 | Cooling | 15.572 | -1.005 | 15.572 | -1.005
2026-10-04 05:13 | 18.672 | 52.705 | 942.953 | 3.113 | 0 | 8.8169 | -0.9 | 15.559 | Cooling | 15.559 | -0.9 | 15.559 | -0.9
2026-10-04 05:14 | 18.663 | 52.797 | 942.985 | 3.107 | 0 | 8.8344 | -0.975 | 15.556 | Cooling | 15.556 | -0.975 | 15.556 | -0.975
2026-10-04 05:15 | 18.647 | 52.873 | 942.952 | 3.1 | 0 | 8.8408 | -0.735 | 15.547 | Cooling | 15.547 | -0.735 | 15.547 | -0.735
2026-10-04 05:16 | 18.627 | 53.032 | 942.983 | 3.093 | 0 | 8.8668 | -0.915 | 15.534 | Cooling | 15.534 | -0.915 | 15.534 | -0.915
2026-10-04 05:17 | 18.623 | 52.867 | 942.972 | 3.087 | 0 | 8.8169 | -0.63 | 15.536 | Cooling | 15.536 | -0.63 | 15.536 | -0.63
2026-10-04 05:18 | 18.602 | 52.842 | 943.003 | 3.08 | 0 | 8.7905 | -0.585 | 15.522 | Cooling | 15.522 | -0.585 | 15.522 | -0.585
2026-10-04 05:19 | 18.605 | 53.027 | 943.013 | 3.073 | 0 | 8.845 | -0.525 | 15.532 | Cooling | 15.532 | -0.525 | 15.532 | -0.525
2026-10-04 05:20 | 18.588 | 52.932 | 943.012 | 3.067 | 0 | 8.8027 | -0.3 | 15.521 | Cooling | 15.521 | -0.3 | 15.521 | -0.3
2026-10-04 05:21 | 18.588 | 53.038 | 943.028 | 3.06 | 0 | 8.8323 | -0.345 | 15.528 | Cooling | 15.528 | -0.345 | 15.528 | -0.345
2026-10-04 05:22 | 18.582 | 53.103 | 943.04 | 3.053 | 0 | 8.8449 | -0.195 | 15.529 | Steady |  |  | #N/A | #N/A
2026-10-04 05:23 | 18.582 | 53.092 | 943.027 | 3.047 | 0 | 8.8418 | -0.42 | 15.535 | Cooling | 15.535 | -0.42 | 15.535 | -0.42
2026-10-04 05:24 | 18.575 | 53.115 | 943.068 | 3.04 | 0 | 8.8418 | -0.585 | 15.535 | Cooling | 15.535 | -0.585 | 15.535 | -0.585
2026-10-04 05:25 | 18.56 | 53.192 | 943.058 | 3.033 | 0 | 8.8493 | -0.75 | 15.527 | Cooling | 15.527 | -0.75 | 15.527 | -0.75
2026-10-04 05:26 | 18.543 | 53.052 | 943.042 | 3.027 | 0 | 8.7945 | -0.675 | 15.516 | Cooling | 15.516 | -0.675 | 15.516 | -0.675
2026-10-04 05:27 | 18.532 | 53.095 | 943.05 | 3.02 | 0 | 8.7963 | -0.555 | 15.512 | Cooling | 15.512 | -0.555 | 15.512 | -0.555
2026-10-04 05:28 | 18.53 | 53.107 | 943.06 | 3.013 | 0 | 8.7978 | -0.3 | 15.517 | Cooling | 15.517 | -0.3 | 15.517 | -0.3
2026-10-04 05:29 | 18.523 | 53.262 | 943.082 | 3.007 | 0 | 8.8345 | -0.3 | 15.516 | Cooling | 15.516 | -0.3 | 15.516 | -0.3
2026-10-04 05:30 | 18.523 | 53.138 | 943.052 | 3 | 0 | 8.8 | -0.33 | 15.523 | Cooling | 15.523 | -0.33 | 15.523 | -0.33
2026-10-04 05:31 | 18.512 | 53.07 | 943.053 | 2.993 | 0 | 8.7708 | -0.3 | 15.519 | Cooling | 15.519 | -0.3 | 15.519 | -0.3
2026-10-04 05:32 | 18.508 | 53.275 | 943.077 | 2.987 | 0 | 8.8242 | -0.3 | 15.521 | Cooling | 15.521 | -0.3 | 15.521 | -0.3
2026-10-04 05:33 | 18.503 | 53.103 | 943.077 | 2.98 | 0 | 8.7717 | -0.225 | 15.523 | Cooling | 15.523 | -0.225 | 15.523 | -0.225
2026-10-04 05:34 | 18.503 | 53.18 | 943.032 | 2.973 | 0 | 8.7931 | -0.39 | 15.53 | Cooling | 15.53 | -0.39 | 15.53 | -0.39
2026-10-04 05:35 | 18.497 | 53.197 | 943.057 | 2.967 | 0 | 8.7923 | -0.315 | 15.53 | Cooling | 15.53 | -0.315 | 15.53 | -0.315
2026-10-04 05:36 | 18.482 | 53.267 | 943.055 | 2.96 | 0 | 8.7978 | -0.45 | 15.522 | Cooling | 15.522 | -0.45 | 15.522 | -0.45
2026-10-04 05:37 | 18.482 | 53.355 | 943.05 | 2.953 | 0 | 8.8223 | -0.525 | 15.529 | Cooling | 15.529 | -0.525 | 15.529 | -0.525
2026-10-04 05:38 | 18.473 | 53.337 | 943.02 | 2.947 | 0 | 8.8089 | -0.48 | 15.526 | Cooling | 15.526 | -0.48 | 15.526 | -0.48
2026-10-04 05:39 | 18.462 | 53.488 | 943.057 | 2.94 | 0 | 8.8406 | -0.51 | 15.522 | Cooling | 15.522 | -0.51 | 15.522 | -0.51
2026-10-04 05:40 | 18.45 | 53.428 | 943.018 | 2.933 | 0 | 8.8129 | -0.15 | 15.517 | Steady |  |  | #N/A | #N/A
2026-10-04 05:41 | 18.448 | 53.195 | 943.027 | 2.927 | 0 | 8.7463 | 0.42 | 15.521 | Steady |  |  | #N/A | #N/A
2026-10-04 05:42 | 18.463 | 53.42 | 943.047 | 2.92 | 0 | 8.8227 | 1.725 | 15.543 | Heating |  |  | #N/A | #N/A
2026-10-04 05:43 | 18.49 | 52.708 | 943.03 | 2.913 | 0 | 8.6492 | 4.035 | 15.577 | Heating |  |  | #N/A | #N/A
2026-10-04 05:44 | 18.565 | 52.442 | 942.98 | 2.907 | 0 | 8.6438 | 6.255 | 15.658 | Heating |  |  | #N/A | #N/A
2026-10-04 05:45 | 18.717 | 52.06 | 942.992 | 2.9 | 0 | 8.6763 | 8.055 | 15.817 | Heating |  |  | #N/A | #N/A
2026-10-04 05:46 | 18.88 | 51.447 | 942.95 | 2.893 | 0 | 8.6517 | 7.125 | 15.987 | Heating |  |  | #N/A | #N/A
2026-10-04 05:47 | 19.027 | 50.98 | 942.948 | 2.887 | 0 | 8.6525 | 4.665 | 16.14 | Heating |  |  | #N/A | #N/A
2026-10-04 05:48 | 19.04 | 51.158 | 942.967 | 2.88 | 0 | 8.7161 | 1.95 | 16.16 | Heating |  |  | #N/A | #N/A
2026-10-04 05:49 | 19.028 | 51.313 | 942.967 | 2.873 | 0 | 8.7498 | -1.08 | 16.155 | Cooling | 16.155 | -1.08 | 16.155 | -1.08
2026-10-04 05:50 | 19.01 | 51.477 | 942.977 | 2.867 | 0 | 8.7804 | -1.98 | 16.143 | Cooling | 16.143 | -1.98 | 16.143 | -1.98
2026-10-04 05:51 | 18.955 | 51.677 | 942.978 | 2.86 | 0 | 8.787 | -2.595 | 16.095 | Cooling | 16.095 | -2.595 | 16.095 | -2.595
2026-10-04 05:52 | 18.908 | 51.642 | 942.95 | 2.853 | 0 | 8.7335 | -3.03 | 16.055 | Cooling | 16.055 | -3.03 | 16.055 | -3.03
2026-10-04 05:53 | 18.855 | 51.93 | 942.96 | 2.847 | 0 | 8.7669 | -2.88 | 16.008 | Cooling | 16.008 | -2.88 | 16.008 | -2.88
2026-10-04 05:54 | 18.808 | 52.093 | 942.957 | 2.84 | 0 | 8.7698 | -2.67 | 15.968 | Cooling | 15.968 | -2.67 | 15.968 | -2.67
2026-10-04 05:55 | 18.763 | 52.368 | 942.995 | 2.833 | 0 | 8.8061 | -2.175 | 15.93 | Cooling | 15.93 | -2.175 | 15.93 | -2.175
2026-10-04 05:56 | 18.73 | 52.387 | 942.99 | 2.827 | 0 | 8.781 | -1.89 | 15.903 | Cooling | 15.903 | -1.89 | 15.903 | -1.89
2026-10-04 05:57 | 18.71 | 52.523 | 942.985 | 2.82 | 0 | 8.8008 | -1.62 | 15.89 | Cooling | 15.89 | -1.62 | 15.89 | -1.62
2026-10-04 05:58 | 18.682 | 52.663 | 942.952 | 2.813 | 0 | 8.8143 | -1.5 | 15.869 | Cooling | 15.869 | -1.5 | 15.869 | -1.5
2026-10-04 05:59 | 18.655 | 52.638 | 942.965 | 2.807 | 0 | 8.7823 | -1.35 | 15.848 | Cooling | 15.848 | -1.35 | 15.848 | -1.35
2026-10-04 06:00 | 18.63 | 52.838 | 942.93 | 2.8 | 0 | 8.8153 | -1.125 | 15.83 | Cooling | 15.83 | -1.125 | 15.83 | -1.125
2026-10-04 06:01 | 18.62 | 52.807 | 942.967 | 2.798 | 0 | 8.7973 | -0.93 | 15.822 | Cooling | 15.822 | -0.93 | 15.822 | -0.93
2026-10-04 06:02 | 18.607 | 52.788 | 942.942 | 2.797 | 0 | 8.78 | -0.78 | 15.81 | Cooling | 15.81 | -0.78 | 15.81 | -0.78
2026-10-04 06:03 | 18.593 | 52.952 | 942.948 | 2.795 | 0 | 8.8129 | -0.78 | 15.798 | Cooling | 15.798 | -0.78 | 15.798 | -0.78
2026-10-04 06:04 | 18.578 | 52.788 | 942.933 | 2.793 | 0 | 8.7531 | -0.63 | 15.785 | Cooling | 15.785 | -0.63 | 15.785 | -0.63
2026-10-04 06:05 | 18.568 | 52.945 | 942.943 | 2.792 | 0 | 8.7878 | -0.495 | 15.776 | Cooling | 15.776 | -0.495 | 15.776 | -0.495
2026-10-04 06:06 | 18.565 | 52.888 | 942.943 | 2.79 | 0 | 8.7691 | -0.39 | 15.775 | Cooling | 15.775 | -0.39 | 15.775 | -0.39
2026-10-04 06:07 | 18.56 | 52.808 | 942.957 | 2.788 | 0 | 8.742 | -0.24 | 15.772 | Cooling | 15.772 | -0.24 | 15.772 | -0.24
2026-10-04 06:08 | 18.552 | 53.037 | 942.948 | 2.787 | 0 | 8.7987 | -0.375 | 15.765 | Cooling | 15.765 | -0.375 | 15.765 | -0.375
2026-10-04 06:09 | 18.552 | 52.965 | 942.925 | 2.785 | 0 | 8.7786 | -0.555 | 15.767 | Cooling | 15.767 | -0.555 | 15.767 | -0.555
2026-10-04 06:10 | 18.54 | 52.928 | 942.935 | 2.783 | 0 | 8.7571 | -0.255 | 15.757 | Cooling | 15.757 | -0.255 | 15.757 | -0.255
2026-10-04 06:11 | 18.523 | 52.903 | 942.92 | 2.782 | 0 | 8.7344 | -0.405 | 15.741 | Cooling | 15.741 | -0.405 | 15.741 | -0.405
2026-10-04 06:12 | 18.535 | 53.112 | 942.893 | 2.78 | 0 | 8.8038 | -0.33 | 15.755 | Cooling | 15.755 | -0.33 | 15.755 | -0.33
2026-10-04 06:13 | 18.525 | 53.013 | 942.91 | 2.778 | 0 | 8.7669 | -0.3 | 15.747 | Cooling | 15.747 | -0.3 | 15.747 | -0.3
2026-10-04 06:14 | 18.518 | 52.993 | 942.895 | 2.777 | 0 | 8.7549 | -0.63 | 15.741 | Cooling | 15.741 | -0.63 | 15.741 | -0.63
2026-10-04 06:15 | 18.503 | 53.035 | 942.937 | 2.775 | 0 | 8.7527 | -0.495 | 15.728 | Cooling | 15.728 | -0.495 | 15.728 | -0.495
2026-10-04 06:16 | 18.493 | 53.217 | 942.922 | 2.773 | 0 | 8.7941 | -0.375 | 15.72 | Cooling | 15.72 | -0.375 | 15.72 | -0.375
2026-10-04 06:17 | 18.492 | 53.098 | 942.955 | 2.772 | 0 | 8.7601 | -0.315 | 15.72 | Cooling | 15.72 | -0.315 | 15.72 | -0.315
2026-10-04 06:18 | 18.493 | 53.21 | 942.947 | 2.77 | 0 | 8.7922 | -0.345 | 15.723 | Cooling | 15.723 | -0.345 | 15.723 | -0.345
2026-10-04 06:19 | 18.482 | 53.092 | 943.015 | 2.768 | 0 | 8.7491 | -0.51 | 15.714 | Cooling | 15.714 | -0.51 | 15.714 | -0.51
2026-10-04 06:20 | 18.47 | 53.318 | 943.028 | 2.767 | 0 | 8.8009 | -0.675 | 15.703 | Cooling | 15.703 | -0.675 | 15.703 | -0.675
2026-10-04 06:21 | 18.458 | 53.347 | 943.023 | 2.765 | 0 | 8.7978 | -0.63 | 15.693 | Cooling | 15.693 | -0.63 | 15.693 | -0.63
2026-10-04 06:22 | 18.448 | 53.145 | 943.033 | 2.763 | 0 | 8.7324 | -0.45 | 15.685 | Cooling | 15.685 | -0.45 | 15.685 | -0.45
2026-10-04 06:23 | 18.44 | 53.273 | 943.025 | 2.762 | 0 | 8.7606 | -0.525 | 15.678 | Cooling | 15.678 | -0.525 | 15.678 | -0.525
2026-10-04 06:24 | 18.44 | 53.172 | 943.003 | 2.76 | 0 | 8.7325 | -0.42 | 15.68 | Cooling | 15.68 | -0.42 | 15.68 | -0.42
2026-10-04 06:25 | 18.423 | 53.16 | 943.018 | 2.758 | 0 | 8.7134 | -0.42 | 15.665 | Cooling | 15.665 | -0.42 | 15.665 | -0.42
2026-10-04 06:26 | 18.42 | 53.247 | 943.005 | 2.757 | 0 | 8.7348 | -0.645 | 15.663 | Cooling | 15.663 | -0.645 | 15.663 | -0.645
2026-10-04 06:27 | 18.412 | 53.22 | 943.002 | 2.755 | 0 | 8.7199 | -0.465 | 15.657 | Cooling | 15.657 | -0.465 | 15.657 | -0.465
2026-10-04 06:28 | 18.397 | 53.415 | 943.012 | 2.753 | 0 | 8.7601 | -0.375 | 15.644 | Cooling | 15.644 | -0.375 | 15.644 | -0.375
2026-10-04 06:29 | 18.392 | 53.248 | 942.988 | 2.752 | 0 | 8.7091 | -0.33 | 15.64 | Cooling | 15.64 | -0.33 | 15.64 | -0.33
2026-10-04 06:30 | 18.395 | 53.347 | 942.96 | 2.75 | 0 | 8.7394 | 0.69 | 15.645 | Heating |  |  | #N/A | #N/A
2026-10-04 06:31 | 18.39 | 53.43 | 942.987 | 2.748 | 0 | 8.7577 | 1.815 | 15.642 | Heating |  |  | #N/A | #N/A
2026-10-04 06:32 | 18.443 | 52.612 | 942.997 | 2.747 | 0 | 8.5787 | 4.02 | 15.696 | Heating |  |  | #N/A | #N/A
2026-10-04 06:33 | 18.513 | 52.58 | 942.968 | 2.745 | 0 | 8.6345 | 6.555 | 15.768 | Heating |  |  | #N/A | #N/A
2026-10-04 06:34 | 18.663 | 52.025 | 942.96 | 2.743 | 0 | 8.6164 | 8.01 | 15.92 | Heating |  |  | #N/A | #N/A
2026-10-04 06:35 | 18.827 | 51.492 | 942.953 | 2.742 | 0 | 8.6157 | 7.485 | 16.085 | Heating |  |  | #N/A | #N/A
2026-10-04 06:36 | 18.977 | 50.882 | 942.96 | 2.74 | 0 | 8.578 | 4.98 | 16.237 | Heating |  |  | #N/A | #N/A
2026-10-04 06:37 | 19.012 | 51.107 | 942.958 | 2.738 | 0 | 8.6755 | 1.695 | 16.274 | Heating |  |  | #N/A | #N/A
2026-10-04 06:38 | 18.995 | 51.388 | 942.98 | 2.737 | 0 | 8.7409 | -1.185 | 16.258 | Cooling | 16.258 | -1.185 | 16.258 | -1.185
2026-10-04 06:39 | 18.94 | 51.402 | 942.968 | 2.735 | 0 | 8.6942 | -2.46 | 16.205 | Cooling | 16.205 | -2.46 | 16.205 | -2.46
2026-10-04 06:40 | 18.898 | 51.563 | 942.937 | 2.733 | 0 | 8.7017 | -2.925 | 16.165 | Cooling | 16.165 | -2.925 | 16.165 | -2.925
2026-10-04 06:41 | 18.848 | 51.675 | 942.927 | 2.732 | 0 | 8.6876 | -2.595 | 16.116 | Cooling | 16.116 | -2.595 | 16.116 | -2.595
2026-10-04 06:42 | 18.8 | 51.925 | 942.93 | 2.73 | 0 | 8.7146 | -2.775 | 16.07 | Cooling | 16.07 | -2.775 | 16.07 | -2.775
2026-10-04 06:43 | 18.767 | 52.04 | 942.913 | 2.728 | 0 | 8.7168 | -2.52 | 16.039 | Cooling | 16.039 | -2.52 | 16.039 | -2.52
2026-10-04 06:44 | 18.713 | 52.232 | 942.93 | 2.727 | 0 | 8.7214 | -2.37 | 15.986 | Cooling | 15.986 | -2.37 | 15.986 | -2.37
2026-10-04 06:45 | 18.68 | 52.248 | 942.947 | 2.725 | 0 | 8.6954 | -2.25 | 15.955 | Cooling | 15.955 | -2.25 | 15.955 | -2.25
2026-10-04 06:46 | 18.642 | 52.542 | 942.915 | 2.723 | 0 | 8.7432 | -1.845 | 15.919 | Cooling | 15.919 | -1.845 | 15.919 | -1.845
2026-10-04 06:47 | 18.617 | 52.58 | 942.92 | 2.722 | 0 | 8.7308 | -1.605 | 15.895 | Cooling | 15.895 | -1.605 | 15.895 | -1.605
2026-10-04 06:48 | 18.59 | 52.56 | 942.908 | 2.72 | 0 | 8.7002 | -1.335 | 15.87 | Cooling | 15.87 | -1.335 | 15.87 | -1.335
2026-10-04 06:49 | 18.573 | 52.537 | 942.875 | 2.718 | 0 | 8.6779 | -1.08 | 15.855 | Cooling | 15.855 | -1.08 | 15.855 | -1.08
2026-10-04 06:50 | 18.553 | 52.777 | 942.885 | 2.717 | 0 | 8.7269 | -0.945 | 15.836 | Cooling | 15.836 | -0.945 | 15.836 | -0.945
2026-10-04 06:51 | 18.545 | 52.867 | 942.855 | 2.715 | 0 | 8.7447 | -0.72 | 15.83 | Cooling | 15.83 | -0.72 | 15.83 | -0.72
2026-10-04 06:52 | 18.527 | 52.797 | 942.882 | 2.713 | 0 | 8.7084 | -0.42 | 15.814 | Cooling | 15.814 | -0.42 | 15.814 | -0.42
2026-10-04 06:53 | 18.525 | 52.822 | 942.882 | 2.712 | 0 | 8.7135 | -0.33 | 15.813 | Cooling | 15.813 | -0.33 | 15.813 | -0.33
2026-10-04 06:54 | 18.525 | 52.905 | 942.84 | 2.71 | 0 | 8.7368 | -0.375 | 15.815 | Cooling | 15.815 | -0.375 | 15.815 | -0.375
2026-10-04 06:55 | 18.523 | 52.758 | 942.85 | 2.708 | 0 | 8.6937 | -0.48 | 15.815 | Cooling | 15.815 | -0.48 | 15.815 | -0.48
2026-10-04 06:56 | 18.502 | 52.752 | 942.853 | 2.707 | 0 | 8.6726 | -0.6 | 15.795 | Cooling | 15.795 | -0.6 | 15.795 | -0.6
2026-10-04 06:57 | 18.493 | 52.947 | 942.84 | 2.705 | 0 | 8.7189 | -0.645 | 15.788 | Cooling | 15.788 | -0.645 | 15.788 | -0.645
2026-10-04 06:58 | 18.485 | 53.107 | 942.838 | 2.703 | 0 | 8.7561 | -0.51 | 15.782 | Cooling | 15.782 | -0.51 | 15.782 | -0.51
2026-10-04 06:59 | 18.48 | 52.922 | 942.812 | 2.702 | 0 | 8.6998 | -0.54 | 15.778 | Cooling | 15.778 | -0.54 | 15.778 | -0.54
2026-10-04 07:00 | 18.468 | 52.955 | 942.783 | 2.7 | 0 | 8.6979 | -0.63 | 15.768 | Cooling | 15.768 | -0.63 | 15.768 | -0.63
2026-10-04 07:01 | 18.457 | 53.132 | 942.755 | 2.705 | 0.033 | 8.7371 | -0.42 | 15.752 | Cooling | 15.752 | -0.42 | 15.752 | -0.42
2026-10-04 07:02 | 18.443 | 53.07 | 942.738 | 2.71 | 0.067 | 8.7068 | -0.345 | 15.733 | Cooling | 15.733 | -0.345 | 15.733 | -0.345
2026-10-04 07:03 | 18.452 | 53.095 | 942.717 | 2.715 | 0.1 | 8.7222 | -0.135 | 15.737 | Steady |  |  | #N/A | #N/A
2026-10-04 07:04 | 18.445 | 53.143 | 942.685 | 2.72 | 0.133 | 8.729 | -0.09 | 15.725 | Steady |  |  | #N/A | #N/A
2026-10-04 07:05 | 18.448 | 52.883 | 942.662 | 2.725 | 0.167 | 8.6593 | -0.375 | 15.723 | Cooling | 15.723 | -0.375 | 15.723 | -0.375
2026-10-04 07:06 | 18.437 | 53.137 | 942.69 | 2.73 | 0.2 | 8.72 | -0.255 | 15.707 | Cooling | 15.707 | -0.255 | 15.707 | -0.255
2026-10-04 07:07 | 18.427 | 53.077 | 942.685 | 2.735 | 0.233 | 8.694 | -0.375 | 15.692 | Cooling | 15.692 | -0.375 | 15.692 | -0.375
2026-10-04 07:08 | 18.428 | 53.163 | 942.667 | 2.74 | 0.267 | 8.7189 | -0.525 | 15.688 | Cooling | 15.688 | -0.525 | 15.688 | -0.525
2026-10-04 07:09 | 18.423 | 53.217 | 942.652 | 2.745 | 0.3 | 8.7292 | -0.48 | 15.678 | Cooling | 15.678 | -0.48 | 15.678 | -0.48
2026-10-04 07:10 | 18.402 | 53.112 | 942.637 | 2.75 | 0.333 | 8.6805 | -0.495 | 15.652 | Cooling | 15.652 | -0.495 | 15.652 | -0.495
2026-10-04 07:11 | 18.395 | 53.167 | 942.623 | 2.755 | 0.367 | 8.6894 | -0.645 | 15.64 | Cooling | 15.64 | -0.645 | 15.64 | -0.645
2026-10-04 07:12 | 18.395 | 53.233 | 942.613 | 2.76 | 0.4 | 8.7077 | -0.525 | 15.635 | Cooling | 15.635 | -0.525 | 15.635 | -0.525
2026-10-04 07:13 | 18.38 | 53.235 | 942.602 | 2.765 | 0.433 | 8.6944 | -0.495 | 15.615 | Cooling | 15.615 | -0.495 | 15.615 | -0.495
2026-10-04 07:14 | 18.367 | 53.317 | 942.59 | 2.77 | 0.467 | 8.7051 | -0.375 | 15.597 | Cooling | 15.597 | -0.375 | 15.597 | -0.375
2026-10-04 07:15 | 18.362 | 53.1 | 942.563 | 2.775 | 0.5 | 8.6401 | 0.75 | 15.587 | Heating |  |  | #N/A | #N/A
2026-10-04 07:16 | 18.37 | 53.765 | 942.583 | 2.78 | 0.533 | 8.8317 | 2.295 | 15.59 | Heating |  |  | #N/A | #N/A
2026-10-04 07:17 | 18.43 | 53.142 | 942.56 | 2.785 | 0.567 | 8.7149 | 4.59 | 15.645 | Heating |  |  | #N/A | #N/A
2026-10-04 07:18 | 18.52 | 52.607 | 942.52 | 2.79 | 0.6 | 8.6486 | 6.72 | 15.73 | Heating |  |  | #N/A | #N/A
2026-10-04 07:19 | 18.668 | 52.162 | 942.463 | 2.795 | 0.633 | 8.6599 | 7.35 | 15.873 | Heating |  |  | #N/A | #N/A
2026-10-04 07:20 | 18.818 | 51.632 | 942.472 | 2.8 | 0.667 | 8.6475 | 7.05 | 16.018 | Heating |  |  | #N/A | #N/A
2026-10-04 07:21 | 18.92 | 51.388 | 942.427 | 2.805 | 0.7 | 8.6717 | 4.785 | 16.115 | Heating |  |  | #N/A | #N/A
2026-10-04 07:22 | 18.99 | 51.357 | 942.382 | 2.81 | 0.733 | 8.7274 | 1.86 | 16.18 | Heating |  |  | #N/A | #N/A
2026-10-04 07:23 | 18.987 | 51.657 | 942.342 | 2.815 | 0.767 | 8.8108 | -0.12 | 16.172 | Steady |  |  | #N/A | #N/A
2026-10-04 07:24 | 18.942 | 51.545 | 942.328 | 2.82 | 0.8 | 8.7371 | -2.13 | 16.122 | Cooling | 16.122 | -2.13 | 16.122 | -2.13
2026-10-04 07:25 | 18.912 | 51.89 | 942.265 | 2.825 | 0.833 | 8.8082 | -3.03 | 16.087 | Cooling | 16.087 | -3.03 | 16.087 | -3.03
2026-10-04 07:26 | 18.848 | 52.133 | 942.292 | 2.83 | 0.867 | 8.8182 | -2.76 | 16.018 | Cooling | 16.018 | -2.76 | 16.018 | -2.76
2026-10-04 07:27 | 18.785 | 52.133 | 942.282 | 2.835 | 0.9 | 8.7599 | -3.075 | 15.95 | Cooling | 15.95 | -3.075 | 15.95 | -3.075
2026-10-04 07:28 | 18.758 | 52.272 | 942.305 | 2.84 | 0.933 | 8.7743 | -2.79 | 15.918 | Cooling | 15.918 | -2.79 | 15.918 | -2.79
2026-10-04 07:29 | 18.707 | 52.582 | 942.298 | 2.845 | 0.967 | 8.8147 | -2.28 | 15.862 | Cooling | 15.862 | -2.28 | 15.862 | -2.28
2026-10-04 07:30 | 18.662 | 52.82 | 942.318 | 2.85 | 1 | 8.8399 | -2.265 | 15.812 | Cooling | 15.812 | -2.265 | 15.812 | -2.265
2026-10-04 07:31 | 18.633 | 52.837 | 942.312 | 2.855 | 1.033 | 8.8178 | -1.71 | 15.778 | Cooling | 15.778 | -1.71 | 15.778 | -1.71
2026-10-04 07:32 | 18.607 | 53.058 | 942.308 | 2.86 | 1.067 | 8.8555 | -1.23 | 15.747 | Cooling | 15.747 | -1.23 | 15.747 | -1.23
2026-10-04 07:33 | 18.593 | 52.963 | 942.345 | 2.865 | 1.1 | 8.816 | -1.125 | 15.728 | Cooling | 15.728 | -1.125 | 15.728 | -1.125
2026-10-04 07:34 | 18.58 | 53.057 | 942.352 | 2.87 | 1.133 | 8.8302 | -0.96 | 15.71 | Cooling | 15.71 | -0.96 | 15.71 | -0.96
2026-10-04 07:35 | 18.558 | 53.093 | 942.34 | 2.875 | 1.167 | 8.8199 | -0.87 | 15.683 | Cooling | 15.683 | -0.87 | 15.683 | -0.87
2026-10-04 07:36 | 18.543 | 52.978 | 942.32 | 2.88 | 1.2 | 8.7739 | -0.72 | 15.663 | Cooling | 15.663 | -0.72 | 15.663 | -0.72
2026-10-04 07:37 | 18.535 | 53.223 | 942.36 | 2.885 | 1.233 | 8.8348 | -0.645 | 15.65 | Cooling | 15.65 | -0.645 | 15.65 | -0.645
2026-10-04 07:38 | 18.532 | 53.235 | 942.298 | 2.89 | 1.267 | 8.8353 | -0.42 | 15.642 | Cooling | 15.642 | -0.42 | 15.642 | -0.42
2026-10-04 07:39 | 18.515 | 53.327 | 942.278 | 2.895 | 1.3 | 8.8451 | -0.63 | 15.62 | Cooling | 15.62 | -0.63 | 15.62 | -0.63
2026-10-04 07:40 | 18.515 | 53.362 | 942.237 | 2.9 | 1.333 | 8.8548 | -0.6 | 15.615 | Cooling | 15.615 | -0.6 | 15.615 | -0.6
2026-10-04 07:41 | 18.493 | 53.32 | 942.223 | 2.905 | 1.367 | 8.8228 | -0.405 | 15.588 | Cooling | 15.588 | -0.405 | 15.588 | -0.405
2026-10-04 07:42 | 18.492 | 53.292 | 942.195 | 2.91 | 1.4 | 8.8141 | -0.63 | 15.582 | Cooling | 15.582 | -0.63 | 15.582 | -0.63
2026-10-04 07:43 | 18.488 | 53.418 | 942.18 | 2.915 | 1.433 | 8.8453 | -0.54 | 15.573 | Cooling | 15.573 | -0.54 | 15.573 | -0.54
2026-10-04 07:44 | 18.473 | 53.4 | 942.183 | 2.92 | 1.467 | 8.8264 | -0.435 | 15.553 | Cooling | 15.553 | -0.435 | 15.553 | -0.435
2026-10-04 07:45 | 18.457 | 53.39 | 942.203 | 2.925 | 1.5 | 8.8088 | -0.495 | 15.532 | Cooling | 15.532 | -0.495 | 15.532 | -0.495
2026-10-04 07:46 | 18.463 | 53.423 | 942.188 | 2.93 | 1.533 | 8.8235 | -0.45 | 15.533 | Cooling | 15.533 | -0.45 | 15.533 | -0.45
2026-10-04 07:47 | 18.455 | 53.467 | 942.16 | 2.935 | 1.567 | 8.8283 | -0.21 | 15.52 | Cooling | 15.52 | -0.21 | 15.52 | -0.21
2026-10-04 07:48 | 18.443 | 53.473 | 942.148 | 2.94 | 1.6 | 8.8188 | -0.345 | 15.503 | Cooling | 15.503 | -0.345 | 15.503 | -0.345
2026-10-04 07:49 | 18.443 | 53.38 | 942.137 | 2.945 | 1.633 | 8.7931 | -0.405 | 15.498 | Cooling | 15.498 | -0.405 | 15.498 | -0.405
2026-10-04 07:50 | 18.44 | 53.38 | 942.153 | 2.95 | 1.667 | 8.7903 | -0.165 | 15.49 | Steady |  |  | #N/A | #N/A
2026-10-04 07:51 | 18.428 | 53.373 | 942.105 | 2.955 | 1.7 | 8.7772 | -0.39 | 15.473 | Cooling | 15.473 | -0.39 | 15.473 | -0.39
2026-10-04 07:52 | 18.432 | 53.502 | 942.133 | 2.96 | 1.733 | 8.8166 | -0.345 | 15.472 | Cooling | 15.472 | -0.345 | 15.472 | -0.345
2026-10-04 07:53 | 18.417 | 53.625 | 942.06 | 2.965 | 1.767 | 8.8367 | -0.15 | 15.452 | Steady |  |  | #N/A | #N/A
2026-10-04 07:54 | 18.417 | 53.532 | 942.068 | 2.97 | 1.8 | 8.811 | -0.3 | 15.447 | Cooling | 15.447 | -0.3 | 15.447 | -0.3
2026-10-04 07:55 | 18.418 | 53.573 | 942.087 | 2.975 | 1.833 | 8.8233 | -0.225 | 15.443 | Cooling | 15.443 | -0.225 | 15.443 | -0.225
2026-10-04 07:56 | 18.412 | 53.565 | 942.067 | 2.98 | 1.867 | 8.8155 | -0.285 | 15.432 | Cooling | 15.432 | -0.285 | 15.432 | -0.285
2026-10-04 07:57 | 18.402 | 53.715 | 942.077 | 2.985 | 1.9 | 8.8477 | -0.495 | 15.417 | Cooling | 15.417 | -0.495 | 15.417 | -0.495
2026-10-04 07:58 | 18.398 | 53.858 | 942.035 | 2.99 | 1.933 | 8.8833 | -0.375 | 15.408 | Cooling | 15.408 | -0.375 | 15.408 | -0.375
2026-10-04 07:59 | 18.385 | 53.765 | 942.008 | 2.995 | 1.967 | 8.8457 | -0.21 | 15.39 | Cooling | 15.39 | -0.21 | 15.39 | -0.21
2026-10-04 08:00 | 18.387 | 53.81 | 942.022 | 3 | 2 | 8.8599 | -0.15 | 15.387 | Steady |  |  | #N/A | #N/A
2026-10-04 08:01 | 18.388 | 53.79 | 942.017 | 3.028 | 3.167 | 8.8553 | -0.15 | 15.36 | Steady |  |  | #N/A | #N/A
2026-10-04 08:02 | 18.388 | 53.892 | 941.997 | 3.057 | 4.333 | 8.8834 | -0.285 | 15.331 | Cooling | 15.331 | -0.285 | 15.331 | -0.285
2026-10-04 08:03 | 18.375 | 53.882 | 942.022 | 3.085 | 5.5 | 8.8686 | -0.27 | 15.29 | Cooling | 15.29 | -0.27 | 15.29 | -0.27
2026-10-04 08:04 | 18.368 | 53.827 | 941.992 | 3.113 | 6.667 | 8.8469 | -0.39 | 15.255 | Cooling | 15.255 | -0.39 | 15.255 | -0.39
2026-10-04 08:05 | 18.37 | 53.885 | 942.02 | 3.142 | 7.833 | 8.8647 | -0.045 | 15.228 | Steady |  |  | #N/A | #N/A
2026-10-04 08:06 | 18.362 | 54.188 | 942.008 | 3.17 | 9 | 8.9404 | 0.06 | 15.192 | Steady |  |  | #N/A | #N/A
2026-10-04 08:07 | 18.372 | 54.018 | 942.013 | 3.198 | 10.167 | 8.9031 | -0.12 | 15.174 | Steady |  |  | #N/A | #N/A
2026-10-04 08:08 | 18.372 | 54.012 | 942.045 | 3.227 | 11.333 | 8.9015 | -0.21 | 15.145 | Cooling | 15.145 | -0.21 | 15.145 | -0.21
2026-10-04 08:09 | 18.362 | 54.127 | 942.045 | 3.255 | 12.5 | 8.9237 | -0.435 | 15.107 | Cooling | 15.107 | -0.435 | 15.107 | -0.435
2026-10-04 08:10 | 18.348 | 54.038 | 942.03 | 3.283 | 13.667 | 8.8863 | -0.555 | 15.065 | Cooling | 15.065 | -0.555 | 15.065 | -0.555
2026-10-04 08:11 | 18.343 | 54.35 | 942.015 | 3.312 | 14.833 | 8.967 | -0.48 | 15.031 | Cooling | 15.031 | -0.48 | 15.031 | -0.48
2026-10-04 08:12 | 18.335 | 54.185 | 941.997 | 3.34 | 16 | 8.9145 | -0.39 | 14.995 | Cooling | 14.995 | -0.39 | 14.995 | -0.39
2026-10-04 08:13 | 18.33 | 54.277 | 941.99 | 3.368 | 17.167 | 8.935 | -0.45 | 14.962 | Cooling | 14.962 | -0.45 | 14.962 | -0.45
2026-10-04 08:14 | 18.322 | 54.33 | 941.965 | 3.397 | 18.333 | 8.942 | -0.375 | 14.925 | Cooling | 14.925 | -0.375 | 14.925 | -0.375
2026-10-04 08:15 | 18.313 | 54.46 | 941.947 | 3.425 | 19.5 | 8.9691 | -0.15 | 14.888 | Steady |  |  | #N/A | #N/A
2026-10-04 08:16 | 18.31 | 54.37 | 941.948 | 3.453 | 20.667 | 8.9418 | -0.33 | 14.857 | Cooling | 14.857 | -0.33 | 14.857 | -0.33
2026-10-04 08:17 | 18.32 | 54.557 | 941.962 | 3.482 | 21.833 | 9.002 | -0.15 | 14.838 | Steady |  |  | #N/A | #N/A
2026-10-04 08:18 | 18.3 | 54.525 | 941.917 | 3.51 | 23 | 8.9747 | 0.645 | 14.79 | Heating |  |  | #N/A | #N/A
2026-10-04 08:19 | 18.303 | 54.567 | 941.982 | 3.538 | 24.167 | 8.9889 | 1.395 | 14.765 | Heating |  |  | #N/A | #N/A
2026-10-04 08:20 | 18.353 | 54.023 | 941.987 | 3.567 | 25.333 | 8.8869 | 3.675 | 14.786 | Heating |  |  | #N/A | #N/A
2026-10-04 08:21 | 18.413 | 53.32 | 941.985 | 3.595 | 26.5 | 8.7486 | 5.985 | 14.818 | Heating |  |  | #N/A | #N/A
2026-10-04 08:22 | 18.545 | 52.883 | 941.98 | 3.623 | 27.667 | 8.7491 | 7.275 | 14.922 | Heating |  |  | #N/A | #N/A
2026-10-04 08:23 | 18.702 | 52.385 | 941.935 | 3.652 | 28.833 | 8.7545 | 7.635 | 15.05 | Heating |  |  | #N/A | #N/A
2026-10-04 08:24 | 18.838 | 51.922 | 941.958 | 3.68 | 30 | 8.7489 | 6.405 | 15.158 | Heating |  |  | #N/A | #N/A
2026-10-04 08:25 | 18.922 | 51.757 | 941.89 | 3.708 | 31.167 | 8.7794 | 3.72 | 15.214 | Heating |  |  | #N/A | #N/A
2026-10-04 08:26 | 18.972 | 51.955 | 941.868 | 3.737 | 32.333 | 8.8822 | 1.56 | 15.235 | Heating |  |  | #N/A | #N/A
2026-10-04 08:27 | 18.95 | 52.382 | 941.887 | 3.765 | 33.5 | 8.9831 | -0.375 | 15.185 | Cooling | 15.185 | -0.375 | 15.185 | -0.375
2026-10-04 08:28 | 18.942 | 52.572 | 941.882 | 3.793 | 34.667 | 9.0294 | -2.355 | 15.149 | Cooling | 15.149 | -2.355 | 15.149 | -2.355
2026-10-04 08:29 | 18.897 | 52.685 | 941.843 | 3.822 | 35.833 | 9.0196 | -2.67 | 15.075 | Cooling | 15.075 | -2.67 | 15.075 | -2.67
2026-10-04 08:30 | 18.815 | 52.965 | 941.87 | 3.85 | 37 | 9.0223 | -3.21 | 14.965 | Cooling | 14.965 | -3.21 | 14.965 | -3.21
2026-10-04 08:31 | 18.772 | 53.092 | 941.868 | 3.878 | 38.167 | 9.0179 | -3.6 | 14.894 | Cooling | 14.894 | -3.6 | 14.894 | -3.6
2026-10-04 08:32 | 18.728 | 53.317 | 941.862 | 3.907 | 39.333 | 9.0399 | -2.595 | 14.821 | Cooling | 14.821 | -2.595 | 14.821 | -2.595
2026-10-04 08:33 | 18.657 | 53.578 | 941.827 | 3.935 | 40.5 | 9.0465 | -2.205 | 14.722 | Cooling | 14.722 | -2.205 | 14.722 | -2.205
2026-10-04 08:34 | 18.642 | 53.57 | 941.83 | 3.963 | 41.667 | 9.0303 | -2.19 | 14.679 | Cooling | 14.679 | -2.19 | 14.679 | -2.19
2026-10-04 08:35 | 18.625 | 53.463 | 941.825 | 3.992 | 42.833 | 8.9849 | -1.575 | 14.633 | Cooling | 14.633 | -1.575 | 14.633 | -1.575
2026-10-04 08:36 | 18.582 | 53.64 | 941.822 | 4.02 | 44 | 8.994 | -1.41 | 14.562 | Cooling | 14.562 | -1.41 | 14.562 | -1.41
2026-10-04 08:37 | 18.552 | 53.825 | 941.815 | 4.048 | 45.167 | 9.0172 | -1.5 | 14.504 | Cooling | 14.504 | -1.5 | 14.504 | -1.5
2026-10-04 08:38 | 18.548 | 53.757 | 941.812 | 4.077 | 46.333 | 8.9948 | -1.005 | 14.471 | Cooling | 14.471 | -1.005 | 14.471 | -1.005
2026-10-04 08:39 | 18.525 | 53.815 | 941.818 | 4.105 | 47.5 | 8.9894 | -0.705 | 14.42 | Cooling | 14.42 | -0.705 | 14.42 | -0.705
2026-10-04 08:40 | 18.515 | 53.725 | 941.818 | 4.133 | 48.667 | 8.9553 | -0.975 | 14.382 | Cooling | 14.382 | -0.975 | 14.382 | -0.975
2026-10-04 08:41 | 18.505 | 53.66 | 941.817 | 4.162 | 49.833 | 8.9281 | -0.855 | 14.343 | Cooling | 14.343 | -0.855 | 14.343 | -0.855
2026-10-04 08:42 | 18.483 | 53.785 | 941.778 | 4.19 | 51 | 8.9421 | -0.75 | 14.293 | Cooling | 14.293 | -0.75 | 14.293 | -0.75
2026-10-04 08:43 | 18.468 | 53.983 | 941.8 | 4.218 | 52.167 | 8.9827 | -0.705 | 14.25 | Cooling | 14.25 | -0.705 | 14.25 | -0.705
2026-10-04 08:44 | 18.465 | 53.705 | 941.773 | 4.247 | 53.333 | 8.9034 | -0.45 | 14.218 | Cooling | 14.218 | -0.45 | 14.218 | -0.45
2026-10-04 08:45 | 18.458 | 53.868 | 941.763 | 4.275 | 54.5 | 8.9418 | -0.315 | 14.183 | Cooling | 14.183 | -0.315 | 14.183 | -0.315
2026-10-04 08:46 | 18.453 | 53.953 | 941.75 | 4.303 | 55.667 | 8.9605 | -0.45 | 14.15 | Cooling | 14.15 | -0.45 | 14.15 | -0.45
2026-10-04 08:47 | 18.447 | 53.855 | 941.732 | 4.332 | 56.833 | 8.928 | -0.345 | 14.115 | Cooling | 14.115 | -0.345 | 14.115 | -0.345
2026-10-04 08:48 | 18.435 | 53.937 | 941.697 | 4.36 | 58 | 8.9394 | -0.3 | 14.075 | Cooling | 14.075 | -0.3 | 14.075 | -0.3
2026-10-04 08:49 | 18.435 | 53.895 | 941.703 | 4.388 | 59.167 | 8.9279 | -0.48 | 14.047 | Cooling | 14.047 | -0.48 | 14.047 | -0.48
2026-10-04 08:50 | 18.433 | 53.858 | 941.742 | 4.417 | 60.333 | 8.9158 | -0.42 | 14.016 | Cooling | 14.016 | -0.42 | 14.016 | -0.42
2026-10-04 08:51 | 18.415 | 53.943 | 941.715 | 4.445 | 61.5 | 8.9225 | -0.27 | 13.97 | Cooling | 13.97 | -0.27 | 13.97 | -0.27
2026-10-04 08:52 | 18.407 | 53.963 | 941.673 | 4.473 | 62.667 | 8.9205 | -0.495 | 13.934 | Cooling | 13.934 | -0.495 | 13.934 | -0.495
2026-10-04 08:53 | 18.417 | 53.947 | 941.658 | 4.502 | 63.833 | 8.9254 | -0.225 | 13.915 | Cooling | 13.915 | -0.225 | 13.915 | -0.225
2026-10-04 08:54 | 18.4 | 53.785 | 941.638 | 4.53 | 65 | 8.8651 | -0.405 | 13.87 | Cooling | 13.87 | -0.405 | 13.87 | -0.405
2026-10-04 08:55 | 18.4 | 53.807 | 941.645 | 4.558 | 66.167 | 8.8711 | -0.675 | 13.842 | Cooling | 13.842 | -0.675 | 13.842 | -0.675
2026-10-04 08:56 | 18.38 | 53.948 | 941.618 | 4.587 | 67.333 | 8.8913 | -0.42 | 13.793 | Cooling | 13.793 | -0.42 | 13.793 | -0.42
2026-10-04 08:57 | 18.372 | 53.702 | 941.61 | 4.615 | 68.5 | 8.8162 | -0.555 | 13.757 | Cooling | 13.757 | -0.555 | 13.757 | -0.555
2026-10-04 08:58 | 18.372 | 53.773 | 941.627 | 4.643 | 69.667 | 8.8358 | -0.195 | 13.729 | Steady |  |  | #N/A | #N/A
2026-10-04 08:59 | 18.363 | 53.728 | 941.612 | 4.672 | 70.833 | 8.815 | -0.225 | 13.691 | Cooling | 13.691 | -0.225 | 13.691 | -0.225
2026-10-04 09:00 | 18.367 | 53.867 | 941.592 | 4.7 | 72 | 8.857 | -0.255 | 13.667 | Cooling | 13.667 | -0.255 | 13.667 | -0.255
2026-10-04 09:01 | 18.357 | 53.888 | 941.567 | 4.737 | 73.95 | 8.8535 | -0.075 | 13.62 | Steady |  |  | #N/A | #N/A
2026-10-04 09:02 | 18.355 | 53.835 | 941.592 | 4.773 | 75.9 | 8.8371 | -0.075 | 13.582 | Steady |  |  | #N/A | #N/A
2026-10-04 09:03 | 18.358 | 53.922 | 941.59 | 4.81 | 77.85 | 8.8638 | -0.15 | 13.548 | Steady |  |  | #N/A | #N/A
2026-10-04 09:04 | 18.362 | 53.963 | 941.607 | 4.847 | 79.8 | 8.8787 | -0.075 | 13.515 | Steady |  |  | #N/A | #N/A
2026-10-04 09:05 | 18.347 | 54.065 | 941.595 | 4.883 | 81.75 | 8.8928 | -0.375 | 13.464 | Cooling | 13.464 | -0.375 | 13.464 | -0.375
2026-10-04 09:06 | 18.35 | 53.885 | 941.59 | 4.92 | 83.7 | 8.8462 | -0.525 | 13.43 | Cooling | 13.43 | -0.525 | 13.43 | -0.525
2026-10-04 09:07 | 18.333 | 54.148 | 941.6 | 4.957 | 85.65 | 8.9025 | -0.255 | 13.376 | Cooling | 13.376 | -0.255 | 13.376 | -0.255
2026-10-04 09:08 | 18.327 | 53.865 | 941.55 | 4.993 | 87.6 | 8.8193 | -0.42 | 13.334 | Cooling | 13.334 | -0.42 | 13.334 | -0.42
2026-10-04 09:09 | 18.33 | 54.11 | 941.623 | 5.03 | 89.55 | 8.8893 | -0.27 | 13.3 | Cooling | 13.3 | -0.27 | 13.3 | -0.27
2026-10-04 09:10 | 18.322 | 53.998 | 941.607 | 5.067 | 91.5 | 8.8512 | -0.225 | 13.255 | Cooling | 13.255 | -0.225 | 13.255 | -0.225
2026-10-04 09:11 | 18.315 | 54.035 | 941.578 | 5.103 | 93.45 | 8.8548 | 0.27 | 13.212 | Steady |  |  | #N/A | #N/A
2026-10-04 09:12 | 18.312 | 53.973 | 941.592 | 5.14 | 95.4 | 8.8351 | 1.5 | 13.172 | Heating |  |  | #N/A | #N/A
2026-10-04 09:13 | 18.348 | 53.44 | 941.612 | 5.177 | 97.35 | 8.7216 | 3.675 | 13.171 | Heating |  |  | #N/A | #N/A
2026-10-04 09:14 | 18.422 | 52.932 | 941.615 | 5.213 | 99.3 | 8.6489 | 5.79 | 13.209 | Heating |  |  | #N/A | #N/A
2026-10-04 09:15 | 18.56 | 52.6 | 941.588 | 5.25 | 101.25 | 8.6836 | 7.455 | 13.31 | Heating |  |  | #N/A | #N/A
2026-10-04 09:16 | 18.698 | 52.162 | 941.612 | 5.287 | 103.2 | 8.6877 | 7.425 | 13.411 | Heating |  |  | #N/A | #N/A
2026-10-04 09:17 | 18.845 | 51.842 | 941.595 | 5.323 | 105.15 | 8.7325 | 6.375 | 13.522 | Heating |  |  | #N/A | #N/A
2026-10-04 09:18 | 18.917 | 51.352 | 941.537 | 5.36 | 107.1 | 8.6585 | 4.41 | 13.557 | Heating |  |  | #N/A | #N/A
2026-10-04 09:19 | 18.985 | 51.582 | 941.572 | 5.397 | 109.05 | 8.7875 | 2.355 | 13.588 | Heating |  |  | #N/A | #N/A
2026-10-04 09:20 | 18.992 | 52.245 | 941.568 | 5.433 | 111 | 8.9832 | 0.87 | 13.559 | Heating |  |  | #N/A | #N/A
2026-10-04 09:21 | 19.002 | 52.272 | 941.517 | 5.47 | 112.95 | 9.0001 | -1.2 | 13.532 | Cooling | 13.532 | -1.2 | 13.532 | -1.2
2026-10-04 09:22 | 18.975 | 53.452 | 941.507 | 5.507 | 114.9 | 9.3065 | -2.13 | 13.468 | Cooling | 13.468 | -2.13 | 13.468 | -2.13
2026-10-04 09:23 | 18.905 | 56.038 | 941.48 | 5.543 | 116.85 | 9.9455 | -2.91 | 13.362 | Cooling | 13.362 | -2.91 | 13.362 | -2.91
2026-10-04 09:24 | 18.85 | 57.653 | 941.52 | 5.58 | 118.8 | 10.3193 | -3.15 | 13.27 | Cooling | 13.27 | -3.15 | 13.27 | -3.15
2026-10-04 09:25 | 18.808 | 57.763 | 941.487 | 5.617 | 120.75 | 10.3085 | -2.595 | 13.191 | Cooling | 13.191 | -2.595 | 13.191 | -2.595
2026-10-04 09:26 | 18.765 | 57.453 | 941.453 | 5.653 | 122.7 | 10.1877 | -2.205 | 13.112 | Cooling | 13.112 | -2.205 | 13.112 | -2.205
2026-10-04 09:27 | 18.732 | 57.272 | 941.478 | 5.69 | 124.65 | 10.1096 | -1.92 | 13.042 | Cooling | 13.042 | -1.92 | 13.042 | -1.92
2026-10-04 09:28 | 18.703 | 56.887 | 941.468 | 5.727 | 126.6 | 9.9816 | -1.65 | 12.976 | Cooling | 12.976 | -1.65 | 12.976 | -1.65
2026-10-04 09:29 | 18.68 | 57.018 | 941.45 | 5.763 | 128.55 | 9.9945 | -1.35 | 12.917 | Cooling | 12.917 | -1.35 | 12.917 | -1.35
2026-10-04 09:30 | 18.655 | 57.098 | 941.48 | 5.8 | 130.5 | 9.9921 | -1.2 | 12.855 | Cooling | 12.855 | -1.2 | 12.855 | -1.2
2026-10-04 09:31 | 18.642 | 56.682 | 941.485 | 5.837 | 132.45 | 9.8707 | -1.275 | 12.805 | Cooling | 12.805 | -1.275 | 12.805 | -1.275
2026-10-04 09:32 | 18.623 | 56.775 | 941.46 | 5.873 | 134.4 | 9.8774 | -1.08 | 12.75 | Cooling | 12.75 | -1.08 | 12.75 | -1.08
2026-10-04 09:33 | 18.595 | 56.923 | 941.468 | 5.91 | 136.35 | 9.8902 | -1.035 | 12.685 | Cooling | 12.685 | -1.035 | 12.685 | -1.035
2026-10-04 09:34 | 18.583 | 56.825 | 941.462 | 5.947 | 138.3 | 9.8532 | -0.675 | 12.636 | Cooling | 12.636 | -0.675 | 12.636 | -0.675
2026-10-04 09:35 | 18.573 | 56.592 | 941.462 | 5.983 | 140.25 | 9.7825 | -0.45 | 12.59 | Cooling | 12.59 | -0.45 | 12.59 | -0.45
2026-10-04 09:36 | 18.578 | 56.89 | 941.483 | 6.02 | 142.2 | 9.8656 | -0.495 | 12.558 | Cooling | 12.558 | -0.495 | 12.558 | -0.495
2026-10-04 09:37 | 18.565 | 56.955 | 941.473 | 6.057 | 144.15 | 9.8705 | -0.09 | 12.508 | Steady |  |  | #N/A | #N/A
2026-10-04 09:38 | 18.55 | 56.692 | 941.462 | 6.093 | 146.1 | 9.7874 | -0.39 | 12.457 | Cooling | 12.457 | -0.39 | 12.457 | -0.39
2026-10-04 09:39 | 18.567 | 56.855 | 941.482 | 6.13 | 148.05 | 9.8461 | -0.48 | 12.437 | Cooling | 12.437 | -0.48 | 12.437 | -0.48
2026-10-04 09:40 | 18.552 | 56.898 | 941.518 | 6.167 | 150 | 9.8434 | -0.045 | 12.385 | Steady |  |  | #N/A | #N/A
2026-10-04 09:41 | 18.533 | 56.872 | 941.507 | 6.203 | 151.95 | 9.8188 | -0.225 | 12.33 | Cooling | 12.33 | -0.225 | 12.33 | -0.225
2026-10-04 09:42 | 18.547 | 56.875 | 941.53 | 6.24 | 153.9 | 9.8327 | -0.225 | 12.307 | Cooling | 12.307 | -0.225 | 12.307 | -0.225
2026-10-04 09:43 | 18.552 | 56.74 | 941.498 | 6.277 | 155.85 | 9.8019 | 0.21 | 12.275 | Steady |  |  | #N/A | #N/A
2026-10-04 09:44 | 18.537 | 56.86 | 941.467 | 6.313 | 157.8 | 9.8194 | -0.225 | 12.224 | Cooling | 12.224 | -0.225 | 12.224 | -0.225
2026-10-04 09:45 | 18.547 | 56.758 | 941.468 | 6.35 | 159.75 | 9.802 | -0.48 | 12.197 | Cooling | 12.197 | -0.48 | 12.197 | -0.48
2026-10-04 09:46 | 18.532 | 56.812 | 941.405 | 6.387 | 161.7 | 9.8021 | -0.06 | 12.145 | Steady |  |  | #N/A | #N/A
2026-10-04 09:47 | 18.52 | 56.78 | 941.375 | 6.423 | 163.65 | 9.7825 | -0.105 | 12.097 | Steady |  |  | #N/A | #N/A
2026-10-04 09:48 | 18.533 | 56.84 | 941.37 | 6.46 | 165.6 | 9.8104 | 0.075 | 12.073 | Steady |  |  | #N/A | #N/A
2026-10-04 09:49 | 18.54 | 56.692 | 941.31 | 6.497 | 167.55 | 9.7781 | 0.3 | 12.043 | Steady |  |  | #N/A | #N/A
2026-10-04 09:50 | 18.537 | 56.712 | 941.322 | 6.533 | 169.5 | 9.7805 | 0.135 | 12.004 | Steady |  |  | #N/A | #N/A
2026-10-04 09:51 | 18.54 | 56.663 | 941.302 | 6.57 | 171.45 | 9.7704 | -0.075 | 11.97 | Steady |  |  | #N/A | #N/A
2026-10-04 09:52 | 18.542 | 56.693 | 941.257 | 6.607 | 173.4 | 9.7802 | 0.075 | 11.935 | Steady |  |  | #N/A | #N/A
2026-10-04 09:53 | 18.535 | 56.5 | 941.268 | 6.643 | 175.35 | 9.7228 | -0.18 | 11.892 | Steady |  |  | #N/A | #N/A
2026-10-04 09:54 | 18.542 | 56.682 | 941.212 | 6.68 | 177.3 | 9.7773 | -0.18 | 11.862 | Steady |  |  | #N/A | #N/A
2026-10-04 09:55 | 18.528 | 56.578 | 941.17 | 6.717 | 179.25 | 9.7368 | -0.15 | 11.811 | Steady |  |  | #N/A | #N/A
2026-10-04 09:56 | 18.53 | 56.58 | 941.147 | 6.753 | 181.2 | 9.7392 | -0.285 | 11.777 | Cooling | 11.777 | -0.285 | 11.777 | -0.285
2026-10-04 09:57 | 18.525 | 56.843 | 941.125 | 6.79 | 183.15 | 9.8037 | 0.225 | 11.735 | Steady |  |  | #N/A | #N/A
2026-10-04 09:58 | 18.523 | 56.655 | 941.085 | 6.827 | 185.1 | 9.7524 | 0.255 | 11.696 | Steady |  |  | #N/A | #N/A
2026-10-04 09:59 | 18.543 | 56.515 | 941.113 | 6.863 | 187.05 | 9.7342 | 0.195 | 11.68 | Steady |  |  | #N/A | #N/A
2026-10-04 10:00 | 18.547 | 56.737 | 941.077 | 6.9 | 189 | 9.7964 | 0.435 | 11.647 | Steady |  |  | #N/A | #N/A
2026-10-04 10:01 | 18.538 | 56.91 | 941.075 | 6.938 | 190.917 | 9.8335 | 0.075 | 11.6 | Steady |  |  | #N/A | #N/A
2026-10-04 10:02 | 18.552 | 56.875 | 941.028 | 6.977 | 192.833 | 9.8374 | -0.18 | 11.575 | Steady |  |  | #N/A | #N/A
2026-10-04 10:03 | 18.548 | 56.88 | 941.028 | 7.015 | 194.75 | 9.835 | 0.135 | 11.533 | Steady |  |  | #N/A | #N/A
2026-10-04 10:04 | 18.535 | 56.88 | 941.013 | 7.053 | 196.667 | 9.8228 | 0 | 11.482 | Steady |  |  | #N/A | #N/A
2026-10-04 10:05 | 18.547 | 56.948 | 940.995 | 7.092 | 198.583 | 9.8519 | -0.015 | 11.455 | Steady |  |  | #N/A | #N/A
2026-10-04 10:06 | 18.552 | 57.165 | 940.963 | 7.13 | 200.5 | 9.9133 | 0.255 | 11.422 | Steady |  |  | #N/A | #N/A
2026-10-04 10:07 | 18.547 | 56.883 | 940.97 | 7.168 | 202.417 | 9.8348 | -0.3 | 11.379 | Cooling | 11.379 | -0.3 | 11.379 | -0.3
2026-10-04 10:08 | 18.552 | 56.928 | 941.007 | 7.207 | 204.333 | 9.8513 | -0.405 | 11.345 | Cooling | 11.345 | -0.405 | 11.345 | -0.405
2026-10-04 10:09 | 18.527 | 56.908 | 940.99 | 7.245 | 206.25 | 9.8227 | -0.21 | 11.282 | Cooling | 11.282 | -0.21 | 11.282 | -0.21
2026-10-04 10:10 | 18.525 | 56.85 | 941.003 | 7.283 | 208.167 | 9.8056 | -0.48 | 11.242 | Cooling | 11.242 | -0.48 | 11.242 | -0.48
2026-10-04 10:11 | 18.533 | 56.772 | 941.01 | 7.322 | 210.083 | 9.7926 | -0.21 | 11.211 | Cooling | 11.211 | -0.21 | 11.211 | -0.21
2026-10-04 10:12 | 18.52 | 56.757 | 941.027 | 7.36 | 212 | 9.7765 | 0.03 | 11.16 | Steady |  |  | #N/A | #N/A
2026-10-04 10:13 | 18.513 | 56.682 | 941.035 | 7.398 | 213.917 | 9.7502 | -0.195 | 11.115 | Steady |  |  | #N/A | #N/A
2026-10-04 10:14 | 18.527 | 56.522 | 941.045 | 7.437 | 215.833 | 9.7211 | -0.075 | 11.09 | Steady |  |  | #N/A | #N/A
2026-10-04 10:15 | 18.52 | 56.368 | 941.035 | 7.475 | 217.75 | 9.6739 | -0.045 | 11.045 | Steady |  |  | #N/A | #N/A
2026-10-04 10:16 | 18.515 | 56.343 | 941.015 | 7.513 | 219.667 | 9.6626 | -0.21 | 11.002 | Cooling | 11.002 | -0.21 | 11.002 | -0.21
2026-10-04 10:17 | 18.51 | 56.457 | 941.003 | 7.552 | 221.583 | 9.6881 | -0.075 | 10.958 | Steady |  |  | #N/A | #N/A
2026-10-04 10:18 | 18.513 | 56.553 | 940.972 | 7.59 | 223.5 | 9.7162 | 0.075 | 10.923 | Steady |  |  | #N/A | #N/A
2026-10-04 10:19 | 18.515 | 56.283 | 940.985 | 7.628 | 225.417 | 9.6467 | 0.03 | 10.887 | Steady |  |  | #N/A | #N/A
2026-10-04 10:20 | 18.52 | 56.12 | 940.942 | 7.667 | 227.333 | 9.6082 | -0.045 | 10.853 | Steady |  |  | #N/A | #N/A
2026-10-04 10:21 | 18.512 | 56.235 | 940.878 | 7.705 | 229.25 | 9.6312 | 0.15 | 10.807 | Steady |  |  | #N/A | #N/A
2026-10-04 10:22 | 18.51 | 56.237 | 940.872 | 7.743 | 231.167 | 9.6299 | -0.03 | 10.767 | Steady |  |  | #N/A | #N/A
2026-10-04 10:23 | 18.525 | 56.088 | 940.862 | 7.782 | 233.083 | 9.6043 | 0.12 | 10.743 | Steady |  |  | #N/A | #N/A
2026-10-04 10:24 | 18.518 | 56.248 | 940.872 | 7.82 | 235 | 9.6403 | 0.15 | 10.698 | Steady |  |  | #N/A | #N/A
2026-10-04 10:25 | 18.52 | 56.185 | 940.832 | 7.858 | 236.917 | 9.6254 | -0.105 | 10.662 | Steady |  |  | #N/A | #N/A
2026-10-04 10:26 | 18.52 | 56.138 | 940.802 | 7.897 | 238.833 | 9.613 | -0.09 | 10.623 | Steady |  |  | #N/A | #N/A
2026-10-04 10:27 | 18.518 | 55.788 | 940.797 | 7.935 | 240.75 | 9.5179 | -0.45 | 10.583 | Cooling | 10.583 | -0.45 | 10.583 | -0.45
2026-10-04 10:28 | 18.512 | 55.968 | 940.802 | 7.973 | 242.667 | 9.5603 | -0.48 | 10.539 | Cooling | 10.539 | -0.48 | 10.539 | -0.48
2026-10-04 10:29 | 18.49 | 55.995 | 940.778 | 8.012 | 244.583 | 9.547 | -0.24 | 10.478 | Cooling | 10.478 | -0.24 | 10.478 | -0.24
2026-10-04 10:30 | 18.488 | 55.927 | 940.73 | 8.05 | 246.5 | 9.527 | -0.285 | 10.438 | Cooling | 10.438 | -0.285 | 10.438 | -0.285
2026-10-04 10:31 | 18.502 | 55.895 | 940.76 | 8.088 | 248.417 | 9.5315 | 0.12 | 10.414 | Steady |  |  | #N/A | #N/A
2026-10-04 10:32 | 18.493 | 56.068 | 940.713 | 8.127 | 250.333 | 9.5692 | 0.075 | 10.366 | Steady |  |  | #N/A | #N/A
2026-10-04 10:33 | 18.498 | 55.855 | 940.755 | 8.165 | 252.25 | 9.5172 | -0.03 | 10.333 | Steady |  |  | #N/A | #N/A
2026-10-04 10:34 | 18.493 | 55.997 | 940.718 | 8.203 | 254.167 | 9.5503 | 0.105 | 10.29 | Steady |  |  | #N/A | #N/A
2026-10-04 10:35 | 18.5 | 55.957 | 940.713 | 8.242 | 256.083 | 9.5462 | -0.045 | 10.258 | Steady |  |  | #N/A | #N/A
2026-10-04 10:36 | 18.5 | 55.923 | 940.703 | 8.28 | 258 | 9.5371 | 0.285 | 10.22 | Steady |  |  | #N/A | #N/A
2026-10-04 10:37 | 18.495 | 56.062 | 940.683 | 8.318 | 259.917 | 9.5694 | 0.12 | 10.177 | Steady |  |  | #N/A | #N/A
2026-10-04 10:38 | 18.512 | 55.797 | 940.653 | 8.357 | 261.833 | 9.5147 | -0.105 | 10.155 | Steady |  |  | #N/A | #N/A
2026-10-04 10:39 | 18.508 | 55.838 | 940.673 | 8.395 | 263.75 | 9.5219 | 0.225 | 10.113 | Steady |  |  | #N/A | #N/A
2026-10-04 10:40 | 18.493 | 55.985 | 940.64 | 8.433 | 265.667 | 9.5471 | 0 | 10.06 | Steady |  |  | #N/A | #N/A
2026-10-04 10:41 | 18.51 | 55.757 | 940.625 | 8.472 | 267.583 | 9.5022 | -0.165 | 10.038 | Steady |  |  | #N/A | #N/A
2026-10-04 10:42 | 18.512 | 56.005 | 940.605 | 8.51 | 269.5 | 9.5702 | 0.135 | 10.002 | Steady |  |  | #N/A | #N/A
2026-10-04 10:43 | 18.497 | 55.8 | 940.59 | 8.548 | 271.417 | 9.5016 | -0.075 | 9.949 | Steady |  |  | #N/A | #N/A
2026-10-04 10:44 | 18.502 | 55.862 | 940.587 | 8.587 | 273.333 | 9.5227 | -0.21 | 9.915 | Cooling | 9.915 | -0.21 | 9.915 | -0.21
2026-10-04 10:45 | 18.505 | 55.645 | 940.587 | 8.625 | 275.25 | 9.4676 | -0.075 | 9.88 | Steady |  |  | #N/A | #N/A
2026-10-04 10:46 | 18.498 | 55.783 | 940.583 | 8.663 | 277.167 | 9.4979 | 0.045 | 9.835 | Steady |  |  | #N/A | #N/A
2026-10-04 10:47 | 18.492 | 55.697 | 940.557 | 8.702 | 279.083 | 9.4694 | 0.105 | 9.79 | Steady |  |  | #N/A | #N/A
2026-10-04 10:48 | 18.505 | 55.68 | 940.507 | 8.74 | 281 | 9.477 | 0.33 | 9.765 | Steady |  |  | #N/A | #N/A
2026-10-04 10:49 | 18.512 | 55.715 | 940.522 | 8.778 | 282.917 | 9.4928 | 0.525 | 9.734 | Steady |  |  | #N/A | #N/A
2026-10-04 10:50 | 18.52 | 55.597 | 940.447 | 8.817 | 284.833 | 9.4687 | 0.075 | 9.703 | Steady |  |  | #N/A | #N/A
2026-10-04 10:51 | 18.527 | 55.572 | 940.46 | 8.855 | 286.75 | 9.4686 | 0.09 | 9.672 | Steady |  |  | #N/A | #N/A
2026-10-04 10:52 | 18.51 | 55.66 | 940.433 | 8.893 | 288.667 | 9.4763 | 0.03 | 9.617 | Steady |  |  | #N/A | #N/A
2026-10-04 10:53 | 18.518 | 55.662 | 940.453 | 8.932 | 290.583 | 9.4843 | -0.075 | 9.586 | Steady |  |  | #N/A | #N/A
2026-10-04 10:54 | 18.522 | 55.578 | 940.405 | 8.97 | 292.5 | 9.4655 | 0.255 | 9.552 | Steady |  |  | #N/A | #N/A
2026-10-04 10:55 | 18.522 | 55.792 | 940.413 | 9.008 | 294.417 | 9.5227 | 0.255 | 9.514 | Steady |  |  | #N/A | #N/A
2026-10-04 10:56 | 18.527 | 55.783 | 940.412 | 9.047 | 296.333 | 9.525 | 0 | 9.48 | Steady |  |  | #N/A | #N/A
2026-10-04 10:57 | 18.535 | 55.738 | 940.397 | 9.085 | 298.25 | 9.5204 | 0.015 | 9.45 | Steady |  |  | #N/A | #N/A
2026-10-04 10:58 | 18.522 | 55.863 | 940.357 | 9.123 | 300.167 | 9.5417 | 0.09 | 9.399 | Steady |  |  | #N/A | #N/A
2026-10-04 10:59 | 18.523 | 55.787 | 940.358 | 9.162 | 302.083 | 9.5223 | 0.045 | 9.361 | Steady |  |  | #N/A | #N/A
2026-10-04 11:00 | 18.533 | 55.823 | 940.328 | 9.2 | 304 | 9.5413 | 0.09 | 9.333 | Steady |  |  | #N/A | #N/A
2026-10-04 11:01 | 18.538 | 55.777 | 940.348 | 9.255 | 306.233 | 9.5336 | 0.255 | 9.283 | Steady |  |  | #N/A | #N/A
2026-10-04 11:02 | 18.528 | 55.745 | 940.298 | 9.31 | 308.467 | 9.5158 | 0.105 | 9.218 | Steady |  |  | #N/A | #N/A
2026-10-04 11:03 | 18.54 | 56.048 | 940.297 | 9.365 | 310.7 | 9.6077 | 0.135 | 9.175 | Steady |  |  | #N/A | #N/A
2026-10-04 11:04 | 18.54 | 55.973 | 940.288 | 9.42 | 312.933 | 9.5878 | 0.66 | 9.12 | Heating |  |  | #N/A | #N/A
2026-10-04 11:05 | 18.547 | 56.04 | 940.297 | 9.475 | 315.167 | 9.6121 | 0.345 | 9.072 | Steady |  |  | #N/A | #N/A
2026-10-04 11:06 | 18.572 | 56.058 | 940.273 | 9.53 | 317.4 | 9.6402 | 0.42 | 9.042 | Steady |  |  | #N/A | #N/A
2026-10-04 11:07 | 18.563 | 56.053 | 940.18 | 9.585 | 319.633 | 9.6305 | 0.375 | 8.978 | Steady |  |  | #N/A | #N/A
2026-10-04 11:08 | 18.568 | 55.982 | 940.185 | 9.64 | 321.867 | 9.6163 | -0.105 | 8.928 | Steady |  |  | #N/A | #N/A
2026-10-04 11:09 | 18.572 | 56.157 | 940.178 | 9.695 | 324.1 | 9.6665 | 0.21 | 8.877 | Steady |  |  | #N/A | #N/A
2026-10-04 11:10 | 18.565 | 56.095 | 940.202 | 9.75 | 326.333 | 9.6435 | 0.06 | 8.815 | Steady |  |  | #N/A | #N/A
2026-10-04 11:11 | 18.577 | 55.832 | 940.165 | 9.805 | 328.567 | 9.5847 | -0.03 | 8.772 | Steady |  |  | #N/A | #N/A
2026-10-04 11:12 | 18.572 | 55.815 | 940.222 | 9.86 | 330.8 | 9.5755 | 0.12 | 8.712 | Steady |  |  | #N/A | #N/A
2026-10-04 11:13 | 18.57 | 55.717 | 940.207 | 9.915 | 333.033 | 9.5474 | 0.045 | 8.655 | Steady |  |  | #N/A | #N/A
2026-10-04 11:14 | 18.573 | 55.888 | 940.208 | 9.97 | 335.267 | 9.5959 | 0.075 | 8.603 | Steady |  |  | #N/A | #N/A
2026-10-04 11:15 | 18.58 | 55.837 | 940.172 | 10.025 | 337.5 | 9.5888 | -0.105 | 8.555 | Steady |  |  | #N/A | #N/A
2026-10-04 11:16 | 18.577 | 55.827 | 940.177 | 10.08 | 339.733 | 9.5833 | 0.21 | 8.497 | Steady |  |  | #N/A | #N/A
2026-10-04 11:17 | 18.563 | 55.79 | 940.183 | 10.135 | 341.967 | 9.5604 | -0.03 | 8.428 | Steady |  |  | #N/A | #N/A
2026-10-04 11:18 | 18.587 | 55.678 | 940.167 | 10.19 | 344.2 | 9.5529 | 0.12 | 8.397 | Steady |  |  | #N/A | #N/A
2026-10-04 11:19 | 18.578 | 55.788 | 940.127 | 10.245 | 346.433 | 9.5739 | 0.6 | 8.333 | Heating |  |  | #N/A | #N/A
2026-10-04 11:20 | 18.585 | 55.923 | 940.108 | 10.3 | 348.667 | 9.6164 | 0.345 | 8.285 | Steady |  |  | #N/A | #N/A
2026-10-04 11:21 | 18.603 | 55.92 | 940.092 | 10.355 | 350.9 | 9.6324 | 0.66 | 8.248 | Heating |  |  | #N/A | #N/A
2026-10-04 11:22 | 18.61 | 55.935 | 940.048 | 10.41 | 353.133 | 9.6429 | 0.9 | 8.2 | Heating |  |  | #N/A | #N/A
2026-10-04 11:23 | 18.622 | 55.835 | 940.062 | 10.465 | 355.367 | 9.6274 | 0.6 | 8.157 | Steady |  |  | #N/A | #N/A
2026-10-04 11:24 | 18.645 | 55.752 | 940.052 | 10.52 | 357.6 | 9.6267 | 0.42 | 8.125 | Steady |  |  | #N/A | #N/A
2026-10-04 11:25 | 18.643 | 56.092 | 940.035 | 10.575 | 359.833 | 9.7155 | 0.525 | 8.068 | Steady |  |  | #N/A | #N/A
2026-10-04 11:26 | 18.638 | 56.048 | 940.002 | 10.63 | 362.067 | 9.6991 | 0.225 | 8.008 | Steady |  |  | #N/A | #N/A
2026-10-04 11:27 | 18.657 | 55.995 | 939.972 | 10.685 | 364.3 | 9.7027 | 0.225 | 7.972 | Steady |  |  | #N/A | #N/A
2026-10-04 11:28 | 18.66 | 56.067 | 939.965 | 10.74 | 366.533 | 9.7247 | 0.555 | 7.92 | Steady |  |  | #N/A | #N/A
2026-10-04 11:29 | 18.658 | 56.073 | 939.965 | 10.795 | 368.767 | 9.7244 | 0.42 | 7.863 | Steady |  |  | #N/A | #N/A
2026-10-04 11:30 | 18.675 | 56.057 | 939.948 | 10.85 | 371 | 9.736 | 0.45 | 7.825 | Steady |  |  | #N/A | #N/A
2026-10-04 11:31 | 18.685 | 56.222 | 939.955 | 10.905 | 373.233 | 9.7892 | 0.735 | 7.78 | Heating |  |  | #N/A | #N/A
2026-10-04 11:32 | 18.69 | 55.757 | 939.94 | 10.96 | 375.467 | 9.67 | 0.525 | 7.73 | Steady |  |  | #N/A | #N/A
2026-10-04 11:33 | 18.707 | 56.045 | 939.898 | 11.015 | 377.7 | 9.7627 | 0.705 | 7.692 | Heating |  |  | #N/A | #N/A
2026-10-04 11:34 | 18.71 | 56.007 | 939.887 | 11.07 | 379.933 | 9.7554 | 0.9 | 7.64 | Heating |  |  | #N/A | #N/A
2026-10-04 11:35 | 18.732 | 55.863 | 939.868 | 11.125 | 382.167 | 9.7375 | 0.54 | 7.607 | Steady |  |  | #N/A | #N/A
2026-10-04 11:36 | 18.75 | 55.798 | 939.863 | 11.18 | 384.4 | 9.7369 | 0.6 | 7.57 | Steady |  |  | #N/A | #N/A
2026-10-04 11:37 | 18.743 | 55.9 | 939.867 | 11.235 | 386.633 | 9.7576 | 0.39 | 7.508 | Steady |  |  | #N/A | #N/A
2026-10-04 11:38 | 18.75 | 55.81 | 939.842 | 11.29 | 388.867 | 9.7401 | 0.27 | 7.46 | Steady |  |  | #N/A | #N/A
2026-10-04 11:39 | 18.758 | 55.932 | 939.843 | 11.345 | 391.1 | 9.7802 | 0.51 | 7.413 | Steady |  |  | #N/A | #N/A
2026-10-04 11:40 | 18.768 | 55.9 | 939.817 | 11.4 | 393.333 | 9.7809 | 0.405 | 7.368 | Steady |  |  | #N/A | #N/A
2026-10-04 11:41 | 18.777 | 55.673 | 939.797 | 11.455 | 395.567 | 9.7286 | 0.3 | 7.322 | Steady |  |  | #N/A | #N/A
2026-10-04 11:42 | 18.777 | 55.695 | 939.75 | 11.51 | 397.8 | 9.7345 | 0.075 | 7.267 | Steady |  |  | #N/A | #N/A
2026-10-04 11:43 | 18.778 | 55.74 | 939.745 | 11.565 | 400.033 | 9.7475 | 0.09 | 7.213 | Steady |  |  | #N/A | #N/A
2026-10-04 11:44 | 18.773 | 55.825 | 939.715 | 11.62 | 402.267 | 9.7656 | 0.09 | 7.153 | Steady |  |  | #N/A | #N/A
2026-10-04 11:45 | 18.783 | 55.602 | 939.688 | 11.675 | 404.5 | 9.7152 | 0.135 | 7.108 | Steady |  |  | #N/A | #N/A
2026-10-04 11:46 | 18.783 | 55.752 | 939.713 | 11.73 | 406.733 | 9.7554 | 0.375 | 7.053 | Steady |  |  | #N/A | #N/A
2026-10-04 11:47 | 18.787 | 55.605 | 939.688 | 11.785 | 408.967 | 9.7197 | 0.33 | 7.002 | Steady |  |  | #N/A | #N/A
2026-10-04 11:48 | 18.798 | 55.678 | 939.633 | 11.84 | 411.2 | 9.7495 | 0.525 | 6.958 | Steady |  |  | #N/A | #N/A
2026-10-04 11:49 | 18.805 | 55.512 | 939.642 | 11.895 | 413.433 | 9.7115 | 0.54 | 6.91 | Steady |  |  | #N/A | #N/A
2026-10-04 11:50 | 18.818 | 55.663 | 939.587 | 11.95 | 415.667 | 9.7642 | 0.36 | 6.868 | Steady |  |  | #N/A | #N/A
2026-10-04 11:51 | 18.823 | 55.725 | 939.602 | 12.005 | 417.9 | 9.7854 | 0.33 | 6.818 | Steady |  |  | #N/A | #N/A
2026-10-04 11:52 | 18.822 | 55.735 | 939.555 | 12.06 | 420.133 | 9.7872 | 0.435 | 6.762 | Steady |  |  | #N/A | #N/A
2026-10-04 11:53 | 18.827 | 55.612 | 939.545 | 12.115 | 422.367 | 9.7589 | 0.48 | 6.712 | Steady |  |  | #N/A | #N/A
2026-10-04 11:54 | 18.847 | 55.627 | 939.497 | 12.17 | 424.6 | 9.7815 | 0.84 | 6.677 | Heating |  |  | #N/A | #N/A
2026-10-04 11:55 | 18.855 | 55.603 | 939.485 | 12.225 | 426.833 | 9.7825 | 1.095 | 6.63 | Heating |  |  | #N/A | #N/A
2026-10-04 11:56 | 18.878 | 55.693 | 939.458 | 12.28 | 429.067 | 9.8281 | 0.945 | 6.598 | Heating |  |  | #N/A | #N/A
2026-10-04 11:57 | 18.9 | 55.74 | 939.44 | 12.335 | 431.3 | 9.8612 | 0.825 | 6.565 | Heating |  |  | #N/A | #N/A
2026-10-04 11:58 | 18.91 | 55.78 | 939.418 | 12.39 | 433.533 | 9.8813 | 0.585 | 6.52 | Steady |  |  | #N/A | #N/A
2026-10-04 11:59 | 18.91 | 55.543 | 939.398 | 12.445 | 435.767 | 9.8177 | 0.375 | 6.465 | Steady |  |  | #N/A | #N/A
2026-10-04 12:00 | 18.917 | 55.728 | 939.397 | 12.5 | 438 | 9.8739 | 0.33 | 6.417 | Steady |  |  | #N/A | #N/A
2026-10-04 12:01 | 18.925 | 55.588 | 939.365 | 12.533 | 438.917 | 9.8438 | 0.42 | 6.392 | Steady |  |  | #N/A | #N/A
2026-10-04 12:02 | 18.932 | 55.535 | 939.345 | 12.567 | 439.833 | 9.836 | 0.39 | 6.365 | Steady |  |  | #N/A | #N/A
2026-10-04 12:03 | 18.938 | 55.798 | 939.328 | 12.6 | 440.75 | 9.9122 | 0.525 | 6.338 | Steady |  |  | #N/A | #N/A
2026-10-04 12:04 | 18.943 | 55.552 | 939.302 | 12.633 | 441.667 | 9.8509 | 0.42 | 6.31 | Steady |  |  | #N/A | #N/A
2026-10-04 12:05 | 18.96 | 55.507 | 939.302 | 12.667 | 442.583 | 9.8546 | 0.48 | 6.293 | Steady |  |  | #N/A | #N/A
2026-10-04 12:06 | 18.96 | 55.492 | 939.253 | 12.7 | 443.5 | 9.8506 | 0.6 | 6.26 | Steady |  |  | #N/A | #N/A
2026-10-04 12:07 | 18.97 | 55.357 | 939.243 | 12.733 | 444.417 | 9.8235 | 0.555 | 6.237 | Steady |  |  | #N/A | #N/A
2026-10-04 12:08 | 18.983 | 55.487 | 939.253 | 12.767 | 445.333 | 9.8706 | 0.6 | 6.216 | Steady |  |  | #N/A | #N/A
2026-10-04 12:09 | 18.997 | 55.45 | 939.24 | 12.8 | 446.25 | 9.8737 | 0.405 | 6.197 | Steady |  |  | #N/A | #N/A
2026-10-04 12:10 | 19 | 55.457 | 939.193 | 12.833 | 447.167 | 9.8784 | 0.33 | 6.167 | Steady |  |  | #N/A | #N/A
2026-10-04 12:11 | 18.997 | 55.402 | 939.18 | 12.867 | 448.083 | 9.8608 | 0.15 | 6.13 | Steady |  |  | #N/A | #N/A
2026-10-04 12:12 | 19.005 | 55.232 | 939.178 | 12.9 | 449 | 9.8224 | 0.27 | 6.105 | Steady |  |  | #N/A | #N/A
2026-10-04 12:13 | 19.007 | 55.283 | 939.142 | 12.933 | 449.917 | 9.838 | 0.39 | 6.074 | Steady |  |  | #N/A | #N/A
2026-10-04 12:14 | 19.018 | 55.077 | 939.125 | 12.967 | 450.833 | 9.7925 | 0.345 | 6.051 | Steady |  |  | #N/A | #N/A
2026-10-04 12:15 | 19.023 | 54.992 | 939.103 | 13 | 451.75 | 9.7741 | 0.345 | 6.023 | Steady |  |  | #N/A | #N/A
2026-10-04 12:16 | 19.028 | 54.628 | 939.093 | 13.033 | 452.667 | 9.6797 | 0.33 | 5.995 | Steady |  |  | #N/A | #N/A
2026-10-04 12:17 | 19.03 | 53.587 | 939.04 | 13.067 | 453.583 | 9.395 | 0.63 | 5.963 | Heating |  |  | #N/A | #N/A
2026-10-04 12:18 | 19.04 | 53.668 | 939.003 | 13.1 | 454.5 | 9.4268 | 1.485 | 5.94 | Heating |  |  | #N/A | #N/A
2026-10-04 12:19 | 19.065 | 53.633 | 939.013 | 13.133 | 455.417 | 9.4403 | 2.97 | 5.932 | Heating |  |  | #N/A | #N/A
2026-10-04 12:20 | 19.127 | 53.49 | 939.018 | 13.167 | 456.333 | 9.4581 | 4.5 | 5.96 | Heating |  |  | #N/A | #N/A
2026-10-04 12:21 | 19.228 | 53.102 | 938.985 | 13.2 | 457.25 | 9.4434 | 6 | 6.028 | Heating |  |  | #N/A | #N/A
2026-10-04 12:22 | 19.34 | 52.75 | 938.898 | 13.233 | 458.167 | 9.4481 | 6.075 | 6.107 | Heating |  |  | #N/A | #N/A
2026-10-04 12:23 | 19.465 | 51.967 | 938.917 | 13.267 | 459.083 | 9.3413 | 4.305 | 6.198 | Heating |  |  | #N/A | #N/A
2026-10-04 12:24 | 19.532 | 51.935 | 938.885 | 13.3 | 460 | 9.3941 | 2.355 | 6.232 | Heating |  |  | #N/A | #N/A
2026-10-04 12:25 | 19.515 | 52.02 | 938.902 | 13.333 | 460.917 | 9.4027 | 0.27 | 6.182 | Steady |  |  | #N/A | #N/A
2026-10-04 12:26 | 19.497 | 51.912 | 938.857 | 13.367 | 461.833 | 9.3552 | -1.035 | 6.13 | Cooling | 6.13 | -1.035 | 6.13 | -1.035
2026-10-04 12:27 | 19.483 | 52.18 | 938.855 | 13.4 | 462.75 | 9.4188 | -1.095 | 6.083 | Cooling | 6.083 | -1.095 | 6.083 | -1.095
2026-10-04 12:28 | 19.463 | 52.38 | 938.827 | 13.433 | 463.667 | 9.4572 | -1.185 | 6.03 | Cooling | 6.03 | -1.185 | 6.03 | -1.185
2026-10-04 12:29 | 19.442 | 52.288 | 938.798 | 13.467 | 464.583 | 9.4117 | -1.275 | 5.975 | Cooling | 5.975 | -1.275 | 5.975 | -1.275
2026-10-04 12:30 | 19.418 | 52.237 | 938.775 | 13.5 | 465.5 | 9.3749 | -1.2 | 5.918 | Cooling | 5.918 | -1.2 | 5.918 | -1.2
2026-10-04 12:31 | 19.398 | 52.337 | 938.745 | 13.533 | 466.417 | 9.3849 | -0.975 | 5.865 | Cooling | 5.865 | -0.975 | 5.865 | -0.975
2026-10-04 12:32 | 19.383 | 52.38 | 938.758 | 13.567 | 467.333 | 9.3832 | -0.6 | 5.816 | Cooling | 5.816 | -0.6 | 5.816 | -0.6
2026-10-04 12:33 | 19.377 | 52.642 | 938.727 | 13.6 | 468.25 | 9.4519 | -0.345 | 5.777 | Cooling | 5.777 | -0.345 | 5.777 | -0.345
2026-10-04 12:34 | 19.378 | 52.597 | 938.695 | 13.633 | 469.167 | 9.4401 | -0.345 | 5.745 | Cooling | 5.745 | -0.345 | 5.745 | -0.345
2026-10-04 12:35 | 19.375 | 52.53 | 938.67 | 13.667 | 470.083 | 9.4184 | -0.21 | 5.708 | Cooling | 5.708 | -0.21 | 5.708 | -0.21
2026-10-04 12:36 | 19.36 | 52.778 | 938.637 | 13.7 | 471 | 9.4746 | -0.15 | 5.66 | Steady |  |  | #N/A | #N/A
2026-10-04 12:37 | 19.363 | 52.64 | 938.665 | 13.733 | 471.917 | 9.4384 | -0.03 | 5.63 | Steady |  |  | #N/A | #N/A
2026-10-04 12:38 | 19.368 | 52.685 | 938.648 | 13.767 | 472.833 | 9.4557 | 0.405 | 5.601 | Steady |  |  | #N/A | #N/A
2026-10-04 12:39 | 19.373 | 52.63 | 938.607 | 13.8 | 473.75 | 9.4448 | 0.45 | 5.573 | Steady |  |  | #N/A | #N/A
2026-10-04 12:40 | 19.387 | 52.517 | 938.6 | 13.833 | 474.667 | 9.4258 | 0.51 | 5.554 | Steady |  |  | #N/A | #N/A
2026-10-04 12:41 | 19.393 | 52.523 | 938.582 | 13.867 | 475.583 | 9.433 | 0.555 | 5.526 | Steady |  |  | #N/A | #N/A
2026-10-04 12:42 | 19.402 | 52.657 | 938.552 | 13.9 | 476.5 | 9.4793 | 0.375 | 5.502 | Steady |  |  | #N/A | #N/A
2026-10-04 12:43 | 19.41 | 52.423 | 938.573 | 13.933 | 477.417 | 9.4204 | 0.36 | 5.477 | Steady |  |  | #N/A | #N/A
2026-10-04 12:44 | 19.412 | 52.038 | 938.548 | 13.967 | 478.333 | 9.3126 | 0.27 | 5.445 | Steady |  |  | #N/A | #N/A
2026-10-04 12:45 | 19.417 | 52.29 | 938.492 | 14 | 479.25 | 9.3891 | 0.225 | 5.417 | Steady |  |  | #N/A | #N/A
2026-10-04 12:46 | 19.42 | 52.568 | 938.482 | 14.033 | 480.167 | 9.4708 | 0.3 | 5.387 | Steady |  |  | #N/A | #N/A
2026-10-04 12:47 | 19.425 | 52.548 | 938.435 | 14.067 | 481.083 | 9.4697 | 0.45 | 5.358 | Steady |  |  | #N/A | #N/A
2026-10-04 12:48 | 19.432 | 52.438 | 938.452 | 14.1 | 482 | 9.445 | 0.405 | 5.332 | Steady |  |  | #N/A | #N/A
2026-10-04 12:49 | 19.447 | 52.435 | 938.453 | 14.133 | 482.917 | 9.4581 | 0.555 | 5.314 | Steady |  |  | #N/A | #N/A
2026-10-04 12:50 | 19.447 | 51.988 | 938.398 | 14.167 | 483.833 | 9.3307 | 0.54 | 5.28 | Steady |  |  | #N/A | #N/A
2026-10-04 12:51 | 19.462 | 51.983 | 938.387 | 14.2 | 484.75 | 9.3431 | 0.495 | 5.262 | Steady |  |  | #N/A | #N/A
2026-10-04 12:52 | 19.468 | 51.655 | 938.377 | 14.233 | 485.667 | 9.2546 | 0.72 | 5.235 | Heating |  |  | #N/A | #N/A
2026-10-04 12:53 | 19.48 | 51.78 | 938.35 | 14.267 | 486.583 | 9.3016 | 0.57 | 5.213 | Steady |  |  | #N/A | #N/A
2026-10-04 12:54 | 19.495 | 51.89 | 938.317 | 14.3 | 487.5 | 9.347 | 0.375 | 5.195 | Steady |  |  | #N/A | #N/A
2026-10-04 12:55 | 19.5 | 51.77 | 938.307 | 14.333 | 488.417 | 9.3172 | 0 | 5.167 | Steady |  |  | #N/A | #N/A
2026-10-04 12:56 | 19.493 | 52.023 | 938.317 | 14.367 | 489.333 | 9.3832 | 0 | 5.126 | Steady |  |  | #N/A | #N/A
2026-10-04 12:57 | 19.48 | 52.187 | 938.26 | 14.4 | 490.25 | 9.418 | 0.12 | 5.08 | Steady |  |  | #N/A | #N/A
2026-10-04 12:58 | 19.495 | 52.218 | 938.285 | 14.433 | 491.167 | 9.4407 | -0.315 | 5.062 | Cooling | 5.062 | -0.315 | 5.062 | -0.315
2026-10-04 12:59 | 19.508 | 52.57 | 938.243 | 14.467 | 492.083 | 9.5528 | -0.48 | 5.041 | Cooling | 5.041 | -0.48 | 5.041 | -0.48
2026-10-04 13:00 | 19.472 | 52.54 | 938.218 | 14.5 | 493 | 9.511 | -0.78 | 4.972 | Cooling | 4.972 | -0.78 | 4.972 | -0.78
2026-10-04 13:01 | 19.448 | 52.708 | 938.228 | 14.52 | 493.067 | 9.5363 | -1.05 | 4.928 | Cooling | 4.928 | -1.05 | 4.928 | -1.05
2026-10-04 13:02 | 19.443 | 52.552 | 938.218 | 14.54 | 493.133 | 9.4875 | -0.525 | 4.903 | Cooling | 4.903 | -0.525 | 4.903 | -0.525
2026-10-04 13:03 | 19.438 | 52.795 | 938.19 | 14.56 | 493.2 | 9.5516 | -0.09 | 4.878 | Steady |  |  | #N/A | #N/A
2026-10-04 13:04 | 19.437 | 52.923 | 938.145 | 14.58 | 493.267 | 9.5867 | -0.075 | 4.857 | Steady |  |  | #N/A | #N/A
2026-10-04 13:05 | 19.442 | 52.755 | 938.18 | 14.6 | 493.333 | 9.544 | 0.135 | 4.842 | Steady |  |  | #N/A | #N/A
2026-10-04 13:06 | 19.438 | 52.565 | 938.108 | 14.62 | 493.4 | 9.4866 | 0.225 | 4.818 | Steady |  |  | #N/A | #N/A
2026-10-04 13:07 | 19.447 | 52.542 | 938.088 | 14.64 | 493.467 | 9.4884 | 0.09 | 4.807 | Steady |  |  | #N/A | #N/A
2026-10-04 13:08 | 19.452 | 52.522 | 938.08 | 14.66 | 493.533 | 9.4874 | 0.135 | 4.792 | Steady |  |  | #N/A | #N/A
2026-10-04 13:09 | 19.448 | 52.543 | 938.038 | 14.68 | 493.6 | 9.4896 | 0.075 | 4.768 | Steady |  |  | #N/A | #N/A
2026-10-04 13:10 | 19.447 | 52.767 | 938 | 14.7 | 493.667 | 9.552 | 0 | 4.747 | Steady |  |  | #N/A | #N/A
2026-10-04 13:11 | 19.452 | 52.632 | 937.992 | 14.72 | 493.733 | 9.5185 | 0.03 | 4.732 | Steady |  |  | #N/A | #N/A
2026-10-04 13:12 | 19.452 | 52.715 | 937.972 | 14.74 | 493.8 | 9.542 | 0.165 | 4.712 | Steady |  |  | #N/A | #N/A
2026-10-04 13:13 | 19.45 | 52.862 | 937.972 | 14.76 | 493.867 | 9.5816 | 0.15 | 4.69 | Steady |  |  | #N/A | #N/A
2026-10-04 13:14 | 19.458 | 52.832 | 937.95 | 14.78 | 493.933 | 9.5806 | 0.195 | 4.678 | Steady |  |  | #N/A | #N/A
2026-10-04 13:15 | 19.462 | 52.907 | 937.932 | 14.8 | 494 | 9.6054 | 0.255 | 4.662 | Steady |  |  | #N/A | #N/A
2026-10-04 13:16 | 19.465 | 52.813 | 937.908 | 14.82 | 494.067 | 9.5817 | 0.21 | 4.645 | Steady |  |  | #N/A | #N/A
2026-10-04 13:17 | 19.467 | 52.843 | 937.89 | 14.84 | 494.133 | 9.592 | 0.225 | 4.627 | Steady |  |  | #N/A | #N/A
2026-10-04 13:18 | 19.472 | 52.878 | 937.913 | 14.86 | 494.2 | 9.6065 | 0.255 | 4.612 | Steady |  |  | #N/A | #N/A
2026-10-04 13:19 | 19.477 | 53.012 | 937.912 | 14.88 | 494.267 | 9.6488 | 0.225 | 4.597 | Steady |  |  | #N/A | #N/A
2026-10-04 13:20 | 19.482 | 52.775 | 937.925 | 14.9 | 494.333 | 9.5867 | 0.27 | 4.582 | Steady |  |  | #N/A | #N/A
2026-10-04 13:21 | 19.482 | 52.632 | 937.9 | 14.92 | 494.4 | 9.5463 | 0.27 | 4.562 | Steady |  |  | #N/A | #N/A
2026-10-04 13:22 | 19.49 | 52.67 | 937.927 | 14.94 | 494.467 | 9.5644 | 0.345 | 4.55 | Steady |  |  | #N/A | #N/A
2026-10-04 13:23 | 19.495 | 52.777 | 937.875 | 14.96 | 494.533 | 9.5993 | 0.42 | 4.535 | Steady |  |  | #N/A | #N/A
2026-10-04 13:24 | 19.505 | 52.87 | 937.935 | 14.98 | 494.6 | 9.6348 | 0.33 | 4.525 | Steady |  |  | #N/A | #N/A
2026-10-04 13:25 | 19.51 | 52.723 | 937.91 | 15 | 494.667 | 9.5979 | 0.375 | 4.51 | Steady |  |  | #N/A | #N/A
2026-10-04 13:26 | 19.512 | 52.693 | 937.867 | 15.02 | 494.733 | 9.5913 | 0.27 | 4.492 | Steady |  |  | #N/A | #N/A
2026-10-04 13:27 | 19.52 | 52.678 | 937.883 | 15.04 | 494.8 | 9.5945 | 0.27 | 4.48 | Steady |  |  | #N/A | #N/A
2026-10-04 13:28 | 19.523 | 52.625 | 937.857 | 15.06 | 494.867 | 9.5823 | 0.315 | 4.463 | Steady |  |  | #N/A | #N/A
2026-10-04 13:29 | 19.528 | 52.647 | 937.828 | 15.08 | 494.933 | 9.5931 | 0.195 | 4.448 | Steady |  |  | #N/A | #N/A
2026-10-04 13:30 | 19.533 | 52.832 | 937.785 | 15.1 | 495 | 9.65 | 0.18 | 4.433 | Steady |  |  | #N/A | #N/A
2026-10-04 13:31 | 19.533 | 52.825 | 937.777 | 15.12 | 495.067 | 9.648 | 0.225 | 4.413 | Steady |  |  | #N/A | #N/A
2026-10-04 13:32 | 19.535 | 52.71 | 937.73 | 15.14 | 495.133 | 9.6174 | 0.285 | 4.395 | Steady |  |  | #N/A | #N/A
2026-10-04 13:33 | 19.543 | 52.738 | 937.698 | 15.16 | 495.2 | 9.6327 | 0.36 | 4.383 | Steady |  |  | #N/A | #N/A
2026-10-04 13:34 | 19.552 | 52.68 | 937.667 | 15.18 | 495.267 | 9.6247 | 0.375 | 4.372 | Steady |  |  | #N/A | #N/A
2026-10-04 13:35 | 19.557 | 52.615 | 937.61 | 15.2 | 495.333 | 9.6109 | 0.375 | 4.357 | Steady |  |  | #N/A | #N/A
2026-10-04 13:36 | 19.56 | 52.813 | 937.622 | 15.22 | 495.4 | 9.6697 | 0.345 | 4.34 | Steady |  |  | #N/A | #N/A
2026-10-04 13:37 | 19.568 | 52.763 | 937.548 | 15.24 | 495.467 | 9.6629 | 0.315 | 4.328 | Steady |  |  | #N/A | #N/A
2026-10-04 13:38 | 19.575 | 52.698 | 937.507 | 15.26 | 495.533 | 9.6511 | 0.33 | 4.315 | Steady |  |  | #N/A | #N/A
2026-10-04 13:39 | 19.578 | 52.788 | 937.493 | 15.28 | 495.6 | 9.6793 | 0.255 | 4.298 | Steady |  |  | #N/A | #N/A
2026-10-04 13:40 | 19.582 | 52.452 | 937.513 | 15.3 | 495.667 | 9.5878 | 0.195 | 4.282 | Steady |  |  | #N/A | #N/A
2026-10-04 13:41 | 19.585 | 52.812 | 937.463 | 15.32 | 495.733 | 9.6925 | 0.255 | 4.265 | Steady |  |  | #N/A | #N/A
2026-10-04 13:42 | 19.588 | 52.645 | 937.382 | 15.34 | 495.8 | 9.6481 | 0.3 | 4.248 | Steady |  |  | #N/A | #N/A
2026-10-04 13:43 | 19.595 | 52.618 | 937.42 | 15.36 | 495.867 | 9.6469 | 0.255 | 4.235 | Steady |  |  | #N/A | #N/A
2026-10-04 13:44 | 19.602 | 52.538 | 937.402 | 15.38 | 495.933 | 9.6307 | 0.255 | 4.222 | Steady |  |  | #N/A | #N/A
2026-10-04 13:45 | 19.602 | 52.508 | 937.377 | 15.4 | 496 | 9.6222 | 0.225 | 4.202 | Steady |  |  | #N/A | #N/A
2026-10-04 13:46 | 19.605 | 52.447 | 937.338 | 15.42 | 496.067 | 9.6077 | 0.15 | 4.185 | Steady |  |  | #N/A | #N/A
2026-10-04 13:47 | 19.61 | 52.538 | 937.335 | 15.44 | 496.133 | 9.6381 | 0.3 | 4.17 | Steady |  |  | #N/A | #N/A
2026-10-04 13:48 | 19.612 | 52.573 | 937.293 | 15.46 | 496.2 | 9.6499 | 0.225 | 4.152 | Steady |  |  | #N/A | #N/A
2026-10-04 13:49 | 19.622 | 52.442 | 937.28 | 15.48 | 496.267 | 9.622 | 0.195 | 4.142 | Steady |  |  | #N/A | #N/A
2026-10-04 13:50 | 19.62 | 52.315 | 937.252 | 15.5 | 496.333 | 9.584 | 0.195 | 4.12 | Steady |  |  | #N/A | #N/A
2026-10-04 13:51 | 19.623 | 52.205 | 937.227 | 15.52 | 496.4 | 9.5554 | 0.165 | 4.103 | Steady |  |  | #N/A | #N/A
2026-10-04 13:52 | 19.625 | 52.258 | 937.192 | 15.54 | 496.467 | 9.5724 | 0.18 | 4.085 | Steady |  |  | #N/A | #N/A
2026-10-04 13:53 | 19.633 | 52.358 | 937.212 | 15.56 | 496.533 | 9.6083 | 0.18 | 4.073 | Steady |  |  | #N/A | #N/A
2026-10-04 13:54 | 19.632 | 52.383 | 937.163 | 15.58 | 496.6 | 9.6144 | 0.255 | 4.052 | Steady |  |  | #N/A | #N/A
2026-10-04 13:55 | 19.635 | 52.248 | 937.147 | 15.6 | 496.667 | 9.5788 | 0.225 | 4.035 | Steady |  |  | #N/A | #N/A
2026-10-04 13:56 | 19.642 | 52.205 | 937.112 | 15.62 | 496.733 | 9.573 | 0.225 | 4.022 | Steady |  |  | #N/A | #N/A
2026-10-04 13:57 | 19.648 | 52.178 | 937.075 | 15.64 | 496.8 | 9.5708 | 0.255 | 4.008 | Steady |  |  | #N/A | #N/A
2026-10-04 13:58 | 19.647 | 52.057 | 937.04 | 15.66 | 496.867 | 9.5353 | 0.165 | 3.987 | Steady |  |  | #N/A | #N/A
2026-10-04 13:59 | 19.652 | 52.165 | 937.03 | 15.68 | 496.933 | 9.5708 | 0.06 | 3.972 | Steady |  |  | #N/A | #N/A
2026-10-04 14:00 | 19.653 | 52.298 | 936.987 | 15.7 | 497 | 9.6097 | 0.15 | 3.953 | Steady |  |  | #N/A | #N/A
2026-10-04 14:01 | 19.652 | 52.375 | 936.925 | 15.715 | 496.483 | 9.6307 | 0.12 | 3.937 | Steady |  |  | #N/A | #N/A
2026-10-04 14:02 | 19.657 | 52.352 | 936.948 | 15.73 | 495.967 | 9.6288 | 0.18 | 3.927 | Steady |  |  | #N/A | #N/A
2026-10-04 14:03 | 19.66 | 52.595 | 936.925 | 15.745 | 495.45 | 9.7006 | 0.195 | 3.915 | Steady |  |  | #N/A | #N/A
2026-10-04 14:04 | 19.665 | 52.662 | 936.912 | 15.76 | 494.933 | 9.7242 | 0.165 | 3.905 | Steady |  |  | #N/A | #N/A
2026-10-04 14:05 | 19.665 | 52.68 | 936.86 | 15.775 | 494.417 | 9.7293 | 0.15 | 3.89 | Steady |  |  | #N/A | #N/A
2026-10-04 14:06 | 19.668 | 52.71 | 936.817 | 15.79 | 493.9 | 9.7406 | 0.075 | 3.878 | Steady |  |  | #N/A | #N/A
2026-10-04 14:07 | 19.67 | 52.698 | 936.745 | 15.805 | 493.383 | 9.739 | 0.075 | 3.865 | Steady |  |  | #N/A | #N/A
2026-10-04 14:08 | 19.67 | 52.66 | 936.695 | 15.82 | 492.867 | 9.7282 | 0 | 3.85 | Steady |  |  | #N/A | #N/A
2026-10-04 14:09 | 19.67 | 52.333 | 936.692 | 15.835 | 492.35 | 9.6354 | 0.075 | 3.835 | Steady |  |  | #N/A | #N/A
2026-10-04 14:10 | 19.668 | 52.307 | 936.658 | 15.85 | 491.833 | 9.6261 | 0.195 | 3.818 | Steady |  |  | #N/A | #N/A
2026-10-04 14:11 | 19.675 | 52.602 | 936.615 | 15.865 | 491.317 | 9.7164 | 0.18 | 3.81 | Steady |  |  | #N/A | #N/A
2026-10-04 14:12 | 19.683 | 52.605 | 936.607 | 15.88 | 490.8 | 9.7247 | 0.15 | 3.803 | Steady |  |  | #N/A | #N/A
2026-10-04 14:13 | 19.682 | 52.572 | 936.563 | 15.895 | 490.283 | 9.7144 | 0.15 | 3.787 | Steady |  |  | #N/A | #N/A
2026-10-04 14:14 | 19.678 | 52.358 | 936.565 | 15.91 | 489.767 | 9.6499 | 0.06 | 3.768 | Steady |  |  | #N/A | #N/A
2026-10-04 14:15 | 19.685 | 52.397 | 936.573 | 15.925 | 489.25 | 9.6675 | 0.12 | 3.76 | Steady |  |  | #N/A | #N/A
2026-10-04 14:16 | 19.687 | 52.1 | 936.487 | 15.94 | 488.733 | 9.5846 | 0.15 | 3.747 | Steady |  |  | #N/A | #N/A
2026-10-04 14:17 | 19.69 | 51.963 | 936.498 | 15.955 | 488.217 | 9.5482 | 0.045 | 3.735 | Steady |  |  | #N/A | #N/A
2026-10-04 14:18 | 19.688 | 52.158 | 936.477 | 15.97 | 487.7 | 9.6021 | 0.015 | 3.718 | Steady |  |  | #N/A | #N/A
2026-10-04 14:19 | 19.688 | 52.17 | 936.467 | 15.985 | 487.183 | 9.6055 | 0 | 3.703 | Steady |  |  | #N/A | #N/A
2026-10-04 14:20 | 19.688 | 52.227 | 936.417 | 16 | 486.667 | 9.6218 | 0.03 | 3.688 | Steady |  |  | #N/A | #N/A
2026-10-04 14:21 | 19.69 | 52.308 | 936.385 | 16.015 | 486.15 | 9.6468 | 0.06 | 3.675 | Steady |  |  | #N/A | #N/A
2026-10-04 14:22 | 19.69 | 52.288 | 936.392 | 16.03 | 485.633 | 9.6411 | 0.06 | 3.66 | Steady |  |  | #N/A | #N/A
2026-10-04 14:23 | 19.692 | 52.397 | 936.357 | 16.045 | 485.117 | 9.6739 | 0.03 | 3.647 | Steady |  |  | #N/A | #N/A
2026-10-04 14:24 | 19.692 | 52.377 | 936.33 | 16.06 | 484.6 | 9.6683 | 0 | 3.632 | Steady |  |  | #N/A | #N/A
2026-10-04 14:25 | 19.692 | 52.457 | 936.328 | 16.075 | 484.083 | 9.691 | 0.015 | 3.617 | Steady |  |  | #N/A | #N/A
2026-10-04 14:26 | 19.69 | 52.543 | 936.31 | 16.09 | 483.567 | 9.7136 | 0.015 | 3.6 | Steady |  |  | #N/A | #N/A
2026-10-04 14:27 | 19.693 | 52.503 | 936.315 | 16.105 | 483.05 | 9.705 | 0.12 | 3.588 | Steady |  |  | #N/A | #N/A
2026-10-04 14:28 | 19.693 | 52.425 | 936.298 | 16.12 | 482.533 | 9.6828 | 0.075 | 3.573 | Steady |  |  | #N/A | #N/A
2026-10-04 14:29 | 19.7 | 52.448 | 936.287 | 16.135 | 482.017 | 9.6959 | 0.06 | 3.565 | Steady |  |  | #N/A | #N/A
2026-10-04 14:30 | 19.695 | 52.352 | 936.25 | 16.15 | 481.5 | 9.6639 | 0.225 | 3.545 | Steady |  |  | #N/A | #N/A
2026-10-04 14:31 | 19.697 | 52.443 | 936.237 | 16.165 | 480.983 | 9.6917 | -0.075 | 3.532 | Steady |  |  | #N/A | #N/A
2026-10-04 14:32 | 19.708 | 52.427 | 936.265 | 16.18 | 480.467 | 9.6973 | 0.18 | 3.528 | Steady |  |  | #N/A | #N/A
2026-10-04 14:33 | 19.695 | 52.465 | 936.253 | 16.195 | 479.95 | 9.6961 | 0.315 | 3.5 | Steady |  |  | #N/A | #N/A
2026-10-04 14:34 | 19.707 | 52.415 | 936.242 | 16.21 | 479.433 | 9.6929 | 0.15 | 3.497 | Steady |  |  | #N/A | #N/A
2026-10-04 14:35 | 19.718 | 52.282 | 936.157 | 16.225 | 478.917 | 9.6652 | 0.255 | 3.493 | Steady |  |  | #N/A | #N/A
2026-10-04 14:36 | 19.718 | 52.27 | 936.195 | 16.24 | 478.4 | 9.6618 | 0.09 | 3.478 | Steady |  |  | #N/A | #N/A
2026-10-04 14:37 | 19.712 | 52.23 | 936.14 | 16.255 | 477.883 | 9.6449 | -0.045 | 3.457 | Steady |  |  | #N/A | #N/A
2026-10-04 14:38 | 19.713 | 52.153 | 936.19 | 16.27 | 477.367 | 9.6238 | 0 | 3.443 | Steady |  |  | #N/A | #N/A
2026-10-04 14:39 | 19.715 | 52.258 | 936.11 | 16.285 | 476.85 | 9.6556 | 0.075 | 3.43 | Steady |  |  | #N/A | #N/A
2026-10-04 14:40 | 19.718 | 52.288 | 936.09 | 16.3 | 476.333 | 9.6669 | -0.015 | 3.418 | Steady |  |  | #N/A | #N/A
2026-10-04 14:41 | 19.717 | 52.367 | 936.062 | 16.315 | 475.817 | 9.6885 | -0.03 | 3.402 | Steady |  |  | #N/A | #N/A
2026-10-04 14:42 | 19.712 | 52.352 | 936.042 | 16.33 | 475.3 | 9.6796 | -0.015 | 3.382 | Steady |  |  | #N/A | #N/A
2026-10-04 14:43 | 19.713 | 52.408 | 936.053 | 16.345 | 474.783 | 9.6965 | -0.18 | 3.368 | Steady |  |  | #N/A | #N/A
2026-10-04 14:44 | 19.717 | 52.512 | 936.045 | 16.36 | 474.267 | 9.7298 | 0 | 3.357 | Steady |  |  | #N/A | #N/A
2026-10-04 14:45 | 19.705 | 52.505 | 936.008 | 16.375 | 473.75 | 9.7167 | -0.015 | 3.33 | Steady |  |  | #N/A | #N/A
2026-10-04 14:46 | 19.712 | 52.33 | 935.972 | 16.39 | 473.233 | 9.6734 | -0.06 | 3.322 | Steady |  |  | #N/A | #N/A
2026-10-04 14:47 | 19.712 | 52.527 | 935.975 | 16.405 | 472.717 | 9.7294 | 0.15 | 3.307 | Steady |  |  | #N/A | #N/A
2026-10-04 14:48 | 19.713 | 52.652 | 935.977 | 16.42 | 472.2 | 9.7658 | -0.15 | 3.293 | Steady |  |  | #N/A | #N/A
2026-10-04 14:49 | 19.715 | 52.43 | 935.958 | 16.435 | 471.683 | 9.7046 | -0.075 | 3.28 | Steady |  |  | #N/A | #N/A
2026-10-04 14:50 | 19.702 | 52.313 | 935.902 | 16.45 | 471.167 | 9.6593 | -0.09 | 3.252 | Steady |  |  | #N/A | #N/A
2026-10-04 14:51 | 19.707 | 52.445 | 935.905 | 16.465 | 470.65 | 9.7015 | -0.075 | 3.242 | Steady |  |  | #N/A | #N/A
2026-10-04 14:52 | 19.707 | 52.475 | 935.88 | 16.48 | 470.133 | 9.71 | 0.045 | 3.227 | Steady |  |  | #N/A | #N/A
2026-10-04 14:53 | 19.71 | 52.308 | 935.837 | 16.495 | 469.617 | 9.6653 | -0.06 | 3.215 | Steady |  |  | #N/A | #N/A
2026-10-04 14:54 | 19.705 | 52.485 | 935.823 | 16.51 | 469.1 | 9.711 | -0.03 | 3.195 | Steady |  |  | #N/A | #N/A
2026-10-04 14:55 | 19.703 | 52.563 | 935.807 | 16.525 | 468.583 | 9.7313 | -0.195 | 3.178 | Steady |  |  | #N/A | #N/A
2026-10-04 14:56 | 19.705 | 52.46 | 935.728 | 16.54 | 468.067 | 9.7039 | -0.18 | 3.165 | Steady |  |  | #N/A | #N/A
2026-10-04 14:57 | 19.697 | 52.302 | 935.76 | 16.555 | 467.55 | 9.6515 | -0.15 | 3.142 | Steady |  |  | #N/A | #N/A
2026-10-04 14:58 | 19.693 | 52.347 | 935.745 | 16.57 | 467.033 | 9.6606 | -0.15 | 3.123 | Steady |  |  | #N/A | #N/A
2026-10-04 14:59 | 19.693 | 52.483 | 935.735 | 16.585 | 466.517 | 9.6993 | -0.03 | 3.108 | Steady |  |  | #N/A | #N/A
2026-10-04 15:00 | 19.695 | 52.3 | 935.722 | 16.6 | 466 | 9.6491 | 0.18 | 3.095 | Steady |  |  | #N/A | #N/A
2026-10-04 15:01 | 19.695 | 52.387 | 935.7 | 16.61 | 465.083 | 9.6739 | 0.03 | 3.085 | Steady |  |  | #N/A | #N/A
2026-10-04 15:02 | 19.705 | 52.34 | 935.707 | 16.62 | 464.167 | 9.6697 | -0.03 | 3.085 | Steady |  |  | #N/A | #N/A
2026-10-04 15:03 | 19.695 | 52.315 | 935.687 | 16.63 | 463.25 | 9.6534 | 0.03 | 3.065 | Steady |  |  | #N/A | #N/A
2026-10-04 15:04 | 19.693 | 52.295 | 935.625 | 16.64 | 462.333 | 9.6458 | -0.18 | 3.053 | Steady |  |  | #N/A | #N/A
2026-10-04 15:05 | 19.697 | 52.395 | 935.608 | 16.65 | 461.417 | 9.678 | -0.03 | 3.047 | Steady |  |  | #N/A | #N/A
2026-10-04 15:06 | 19.693 | 52.295 | 935.612 | 16.66 | 460.5 | 9.6458 | -0.045 | 3.033 | Steady |  |  | #N/A | #N/A
2026-10-04 15:07 | 19.693 | 52.42 | 935.567 | 16.67 | 459.583 | 9.6814 | -0.06 | 3.023 | Steady |  |  | #N/A | #N/A
2026-10-04 15:08 | 19.69 | 52.417 | 935.508 | 16.68 | 458.667 | 9.6778 | 0.03 | 3.01 | Steady |  |  | #N/A | #N/A
2026-10-04 15:09 | 19.693 | 52.285 | 935.488 | 16.69 | 457.75 | 9.643 | -0.075 | 3.003 | Steady |  |  | #N/A | #N/A
2026-10-04 15:10 | 19.695 | 52.215 | 935.477 | 16.7 | 456.833 | 9.6249 | -0.03 | 2.995 | Steady |  |  | #N/A | #N/A
2026-10-04 15:11 | 19.688 | 52.243 | 935.435 | 16.71 | 455.917 | 9.6264 | -0.015 | 2.978 | Steady |  |  | #N/A | #N/A
2026-10-04 15:12 | 19.688 | 52.148 | 935.428 | 16.72 | 455 | 9.5992 | -0.105 | 2.968 | Steady |  |  | #N/A | #N/A
2026-10-04 15:13 | 19.692 | 52.252 | 935.413 | 16.73 | 454.083 | 9.6326 | 0.48 | 2.962 | Steady |  |  | #N/A | #N/A
2026-10-04 15:14 | 19.688 | 52.303 | 935.358 | 16.74 | 453.167 | 9.6435 | 1.35 | 2.948 | Heating |  |  | #N/A | #N/A
2026-10-04 15:15 | 19.72 | 52.168 | 935.32 | 16.75 | 452.25 | 9.6345 | 1.575 | 2.97 | Heating |  |  | #N/A | #N/A
2026-10-04 15:16 | 19.778 | 51.842 | 935.26 | 16.76 | 451.333 | 9.5947 | 1.785 | 3.018 | Heating |  |  | #N/A | #N/A
2026-10-04 15:17 | 19.797 | 51.86 | 935.24 | 16.77 | 450.417 | 9.6175 | 1.395 | 3.027 | Heating |  |  | #N/A | #N/A
2026-10-04 15:18 | 19.807 | 51.718 | 935.222 | 16.78 | 449.5 | 9.5859 | 0.705 | 3.027 | Heating |  |  | #N/A | #N/A
2026-10-04 15:19 | 19.813 | 51.675 | 935.195 | 16.79 | 448.583 | 9.579 | 1.5 | 3.023 | Heating |  |  | #N/A | #N/A
2026-10-04 15:20 | 19.825 | 51.812 | 935.13 | 16.8 | 447.667 | 9.6295 | 1.365 | 3.025 | Heating |  |  | #N/A | #N/A
2026-10-04 15:21 | 19.897 | 51.777 | 935.108 | 16.81 | 446.75 | 9.686 | 1.26 | 3.087 | Heating |  |  | #N/A | #N/A
2026-10-04 15:22 | 19.898 | 51.593 | 935.045 | 16.82 | 445.833 | 9.6338 | 1.095 | 3.078 | Heating |  |  | #N/A | #N/A
2026-10-04 15:23 | 19.897 | 52.098 | 935.02 | 16.83 | 444.917 | 9.7782 | 0.315 | 3.067 | Steady |  |  | #N/A | #N/A
2026-10-04 15:24 | 19.898 | 51.822 | 935.032 | 16.84 | 444 | 9.6999 | 0.45 | 3.058 | Steady |  |  | #N/A | #N/A
2026-10-04 15:25 | 19.918 | 52.343 | 935.02 | 16.85 | 443.083 | 9.8676 |  | 3.068 |  |  |  | #N/A | #N/A
2026-10-04 15:26 | 19.928 | 52.074 | 934.98 | 16.86 | 442.167 | 9.8 |  | 3.068 |  |  |  | #N/A | #N/A

## RoomB_Pending
Time | Temp (°C) | RH (%) | Pressure (hPa) | Outdoor (°C) | Solar (W/m²) | Dew point (°C) | dT/dt (°C/h) | Indoor − outdoor ΔT (°C) | Phase | ΔT, cooling only | dT/dt, cooling only | PENDING: paste Room B logs (1-minute resampled) into A–F. Columns G–J and every Summary / Dashboard item update automatically.
[13 empty] | #N/A | #N/A
[13 empty] | #N/A | #N/A
[13 empty] | #N/A | #N/A
[13 empty] | #N/A | #N/A
[13 empty] | #N/A | #N/A
[13 empty] | #N/A | #N/A
[13 empty] | #N/A | #N/A
[13 empty] | #N/A | #N/A
[13 empty] | #N/A | #N/A
[13 empty] | #N/A | #N/A
[13 empty] | #N/A | #N/A
[13 empty] | #N/A | #N/A
[13 empty] | #N/A | #N/A
[13 empty] | #N/A | #N/A
[13 empty] | #N/A | #N/A
[13 empty] | #N/A | #N/A
[13 empty] | #N/A | #N/A
[13 empty] | #N/A | #N/A
[13 empty] | #N/A | #N/A
[13 empty] | #N/A | #N/A
[13 empty] | #N/A | #N/A
[13 empty] | #N/A | #N/A
[13 empty] | #N/A | #N/A
[13 empty] | #N/A | #N/A
[13 empty] | #N/A | #N/A
[13 empty] | #N/A | #N/A
[13 empty] | #N/A | #N/A
[13 empty] | #N/A | #N/A
[13 empty] | #N/A | #N/A
[13 empty] | #N/A | #N/A
[13 empty] | #N/A | #N/A
[13 empty] | #N/A | #N/A
[13 empty] | #N/A | #N/A
[13 empty] | #N/A | #N/A
[13 empty] | #N/A | #N/A
[13 empty] | #N/A | #N/A
[13 empty] | #N/A | #N/A
[13 empty] | #N/A | #N/A
[13 empty] | #N/A | #N/A
[13 empty] | #N/A | #N/A
[13 empty] | #N/A | #N/A
[13 empty] | #N/A | #N/A
[13 empty] | #N/A | #N/A
[13 empty] | #N/A | #N/A
[13 empty] | #N/A | #N/A
[13 empty] | #N/A | #N/A
[13 empty] | #N/A | #N/A
[13 empty] | #N/A | #N/A
[13 empty] | #N/A | #N/A
[13 empty] | #N/A | #N/A
[13 empty] | #N/A | #N/A
[13 empty] | #N/A | #N/A
[13 empty] | #N/A | #N/A
[13 empty] | #N/A | #N/A
[13 empty] | #N/A | #N/A
[13 empty] | #N/A | #N/A
[13 empty] | #N/A | #N/A
[13 empty] | #N/A | #N/A
[13 empty] | #N/A | #N/A
[13 empty] | #N/A | #N/A
[13 empty] | #N/A | #N/A
[13 empty] | #N/A | #N/A
[13 empty] | #N/A | #N/A
[13 empty] | #N/A | #N/A
[13 empty] | #N/A | #N/A
[13 empty] | #N/A | #N/A
[13 empty] | #N/A | #N/A
[13 empty] | #N/A | #N/A
[13 empty] | #N/A | #N/A
[13 empty] | #N/A | #N/A
[13 empty] | #N/A | #N/A
[13 empty] | #N/A | #N/A
[13 empty] | #N/A | #N/A
[13 empty] | #N/A | #N/A
[13 empty] | #N/A | #N/A
[13 empty] | #N/A | #N/A
[13 empty] | #N/A | #N/A
[13 empty] | #N/A | #N/A
[13 empty] | #N/A | #N/A
[13 empty] | #N/A | #N/A
[13 empty] | #N/A | #N/A
[13 empty] | #N/A | #N/A
[13 empty] | #N/A | #N/A
[13 empty] | #N/A | #N/A
[13 empty] | #N/A | #N/A
[13 empty] | #N/A | #N/A
[13 empty] | #N/A | #N/A
[13 empty] | #N/A | #N/A
[13 empty] | #N/A | #N/A
[13 empty] | #N/A | #N/A
[13 empty] | #N/A | #N/A
[13 empty] | #N/A | #N/A
[13 empty] | #N/A | #N/A
[13 empty] | #N/A | #N/A
[13 empty] | #N/A | #N/A
[13 empty] | #N/A | #N/A
[13 empty] | #N/A | #N/A
[13 empty] | #N/A | #N/A
[13 empty] | #N/A | #N/A
[13 empty] | #N/A | #N/A
[13 empty] | #N/A | #N/A
[13 empty] | #N/A | #N/A
[13 empty] | #N/A | #N/A
[13 empty] | #N/A | #N/A
[13 empty] | #N/A | #N/A
[13 empty] | #N/A | #N/A
[13 empty] | #N/A | #N/A
[13 empty] | #N/A | #N/A
[13 empty] | #N/A | #N/A
[13 empty] | #N/A | #N/A
[13 empty] | #N/A | #N/A
[13 empty] | #N/A | #N/A
[13 empty] | #N/A | #N/A
[13 empty] | #N/A | #N/A
[13 empty] | #N/A | #N/A
[13 empty] | #N/A | #N/A
[13 empty] | #N/A | #N/A
[13 empty] | #N/A | #N/A
[13 empty] | #N/A | #N/A
[13 empty] | #N/A | #N/A
[13 empty] | #N/A | #N/A
[13 empty] | #N/A | #N/A
[13 empty] | #N/A | #N/A
[13 empty] | #N/A | #N/A
[13 empty] | #N/A | #N/A
[13 empty] | #N/A | #N/A
[13 empty] | #N/A | #N/A
[13 empty] | #N/A | #N/A
[13 empty] | #N/A | #N/A
[13 empty] | #N/A | #N/A
[13 empty] | #N/A | #N/A
[13 empty] | #N/A | #N/A
[13 empty] | #N/A | #N/A
[13 empty] | #N/A | #N/A
[13 empty] | #N/A | #N/A
[13 empty] | #N/A | #N/A
[13 empty] | #N/A | #N/A
[13 empty] | #N/A | #N/A
[13 empty] | #N/A | #N/A
[13 empty] | #N/A | #N/A
[13 empty] | #N/A | #N/A
[13 empty] | #N/A | #N/A
[13 empty] | #N/A | #N/A
[13 empty] | #N/A | #N/A
[13 empty] | #N/A | #N/A
[13 empty] | #N/A | #N/A
[13 empty] | #N/A | #N/A
[13 empty] | #N/A | #N/A
[13 empty] | #N/A | #N/A
[13 empty] | #N/A | #N/A
[13 empty] | #N/A | #N/A
[13 empty] | #N/A | #N/A
[13 empty] | #N/A | #N/A
[13 empty] | #N/A | #N/A
[13 empty] | #N/A | #N/A
[13 empty] | #N/A | #N/A
[13 empty] | #N/A | #N/A
[13 empty] | #N/A | #N/A
[13 empty] | #N/A | #N/A
[13 empty] | #N/A | #N/A
[13 empty] | #N/A | #N/A
[13 empty] | #N/A | #N/A
[13 empty] | #N/A | #N/A
[13 empty] | #N/A | #N/A
[13 empty] | #N/A | #N/A
[13 empty] | #N/A | #N/A
[13 empty] | #N/A | #N/A
[13 empty] | #N/A | #N/A
[13 empty] | #N/A | #N/A
[13 empty] | #N/A | #N/A
[13 empty] | #N/A | #N/A
[13 empty] | #N/A | #N/A
[13 empty] | #N/A | #N/A
[13 empty] | #N/A | #N/A
[13 empty] | #N/A | #N/A
[13 empty] | #N/A | #N/A
[13 empty] | #N/A | #N/A
[13 empty] | #N/A | #N/A
[13 empty] | #N/A | #N/A
[13 empty] | #N/A | #N/A
[13 empty] | #N/A | #N/A
[13 empty] | #N/A | #N/A
[13 empty] | #N/A | #N/A
[13 empty] | #N/A | #N/A
[13 empty] | #N/A | #N/A
[13 empty] | #N/A | #N/A
[13 empty] | #N/A | #N/A
[13 empty] | #N/A | #N/A
[13 empty] | #N/A | #N/A
[13 empty] | #N/A | #N/A
[13 empty] | #N/A | #N/A
[13 empty] | #N/A | #N/A
[13 empty] | #N/A | #N/A
[13 empty] | #N/A | #N/A
[13 empty] | #N/A | #N/A
[13 empty] | #N/A | #N/A
[13 empty] | #N/A | #N/A
[13 empty] | #N/A | #N/A
[13 empty] | #N/A | #N/A
[13 empty] | #N/A | #N/A
[13 empty] | #N/A | #N/A
[13 empty] | #N/A | #N/A
[13 empty] | #N/A | #N/A
[13 empty] | #N/A | #N/A
[13 empty] | #N/A | #N/A
[13 empty] | #N/A | #N/A
[13 empty] | #N/A | #N/A
[13 empty] | #N/A | #N/A
[13 empty] | #N/A | #N/A
[13 empty] | #N/A | #N/A
[13 empty] | #N/A | #N/A
[13 empty] | #N/A | #N/A
[13 empty] | #N/A | #N/A
[13 empty] | #N/A | #N/A
[13 empty] | #N/A | #N/A
[13 empty] | #N/A | #N/A
[13 empty] | #N/A | #N/A
[13 empty] | #N/A | #N/A
[13 empty] | #N/A | #N/A
[13 empty] | #N/A | #N/A
[13 empty] | #N/A | #N/A
[13 empty] | #N/A | #N/A
[13 empty] | #N/A | #N/A
[13 empty] | #N/A | #N/A
[13 empty] | #N/A | #N/A
[13 empty] | #N/A | #N/A
[13 empty] | #N/A | #N/A
[13 empty] | #N/A | #N/A
[13 empty] | #N/A | #N/A
[13 empty] | #N/A | #N/A
[13 empty] | #N/A | #N/A
[13 empty] | #N/A | #N/A
[13 empty] | #N/A | #N/A
[13 empty] | #N/A | #N/A
[13 empty] | #N/A | #N/A
[13 empty] | #N/A | #N/A
[13 empty] | #N/A | #N/A
[13 empty] | #N/A | #N/A
[13 empty] | #N/A | #N/A
[13 empty] | #N/A | #N/A
[13 empty] | #N/A | #N/A
[13 empty] | #N/A | #N/A
[13 empty] | #N/A | #N/A
[13 empty] | #N/A | #N/A
[13 empty] | #N/A | #N/A
[13 empty] | #N/A | #N/A
[13 empty] | #N/A | #N/A
[13 empty] | #N/A | #N/A
[13 empty] | #N/A | #N/A
[13 empty] | #N/A | #N/A
[13 empty] | #N/A | #N/A
[13 empty] | #N/A | #N/A
[13 empty] | #N/A | #N/A
[13 empty] | #N/A | #N/A
[13 empty] | #N/A | #N/A
[13 empty] | #N/A | #N/A
[13 empty] | #N/A | #N/A
[13 empty] | #N/A | #N/A
[13 empty] | #N/A | #N/A
[13 empty] | #N/A | #N/A
[13 empty] | #N/A | #N/A
[13 empty] | #N/A | #N/A
[13 empty] | #N/A | #N/A
[13 empty] | #N/A | #N/A
[13 empty] | #N/A | #N/A
[13 empty] | #N/A | #N/A
[13 empty] | #N/A | #N/A
[13 empty] | #N/A | #N/A
[13 empty] | #N/A | #N/A
[13 empty] | #N/A | #N/A
[13 empty] | #N/A | #N/A
[13 empty] | #N/A | #N/A
[13 empty] | #N/A | #N/A
[13 empty] | #N/A | #N/A
[13 empty] | #N/A | #N/A
[13 empty] | #N/A | #N/A
[13 empty] | #N/A | #N/A
[13 empty] | #N/A | #N/A
[13 empty] | #N/A | #N/A
[13 empty] | #N/A | #N/A
[13 empty] | #N/A | #N/A
[13 empty] | #N/A | #N/A
[13 empty] | #N/A | #N/A
[13 empty] | #N/A | #N/A
[13 empty] | #N/A | #N/A
[13 empty] | #N/A | #N/A
[13 empty] | #N/A | #N/A
[13 empty] | #N/A | #N/A
[13 empty] | #N/A | #N/A
[13 empty] | #N/A | #N/A
[13 empty] | #N/A | #N/A
[13 empty] | #N/A | #N/A
[13 empty] | #N/A | #N/A
[13 empty] | #N/A | #N/A
[13 empty] | #N/A | #N/A
[13 empty] | #N/A | #N/A
[13 empty] | #N/A | #N/A
[13 empty] | #N/A | #N/A
[13 empty] | #N/A | #N/A
[13 empty] | #N/A | #N/A
[13 empty] | #N/A | #N/A
[13 empty] | #N/A | #N/A
[13 empty] | #N/A | #N/A
[13 empty] | #N/A | #N/A
[13 empty] | #N/A | #N/A
[13 empty] | #N/A | #N/A
[13 empty] | #N/A | #N/A
[13 empty] | #N/A | #N/A
[13 empty] | #N/A | #N/A
[13 empty] | #N/A | #N/A
[13 empty] | #N/A | #N/A
[13 empty] | #N/A | #N/A
[13 empty] | #N/A | #N/A
[13 empty] | #N/A | #N/A
[13 empty] | #N/A | #N/A
[13 empty] | #N/A | #N/A
[13 empty] | #N/A | #N/A
[13 empty] | #N/A | #N/A
[13 empty] | #N/A | #N/A
[13 empty] | #N/A | #N/A
[13 empty] | #N/A | #N/A
[13 empty] | #N/A | #N/A
[13 empty] | #N/A | #N/A
[13 empty] | #N/A | #N/A
[13 empty] | #N/A | #N/A
[13 empty] | #N/A | #N/A
[13 empty] | #N/A | #N/A
[13 empty] | #N/A | #N/A
[13 empty] | #N/A | #N/A
[13 empty] | #N/A | #N/A
[13 empty] | #N/A | #N/A
[13 empty] | #N/A | #N/A
[13 empty] | #N/A | #N/A
[13 empty] | #N/A | #N/A
[13 empty] | #N/A | #N/A
[13 empty] | #N/A | #N/A
[13 empty] | #N/A | #N/A
[13 empty] | #N/A | #N/A
[13 empty] | #N/A | #N/A
[13 empty] | #N/A | #N/A
[13 empty] | #N/A | #N/A
[13 empty] | #N/A | #N/A
[13 empty] | #N/A | #N/A
[13 empty] | #N/A | #N/A
[13 empty] | #N/A | #N/A
[13 empty] | #N/A | #N/A
[13 empty] | #N/A | #N/A
[13 empty] | #N/A | #N/A
[13 empty] | #N/A | #N/A
[13 empty] | #N/A | #N/A
[13 empty] | #N/A | #N/A
[13 empty] | #N/A | #N/A
[13 empty] | #N/A | #N/A
[13 empty] | #N/A | #N/A
[13 empty] | #N/A | #N/A
[13 empty] | #N/A | #N/A
[13 empty] | #N/A | #N/A
[13 empty] | #N/A | #N/A
[13 empty] | #N/A | #N/A
[13 empty] | #N/A | #N/A
[13 empty] | #N/A | #N/A
[13 empty] | #N/A | #N/A
[13 empty] | #N/A | #N/A
[13 empty] | #N/A | #N/A
[13 empty] | #N/A | #N/A
[13 empty] | #N/A | #N/A
[13 empty] | #N/A | #N/A
[13 empty] | #N/A | #N/A
[13 empty] | #N/A | #N/A
[13 empty] | #N/A | #N/A
[13 empty] | #N/A | #N/A
[13 empty] | #N/A | #N/A
[13 empty] | #N/A | #N/A
[13 empty] | #N/A | #N/A
[13 empty] | #N/A | #N/A
[13 empty] | #N/A | #N/A
[13 empty] | #N/A | #N/A
[13 empty] | #N/A | #N/A
[13 empty] | #N/A | #N/A
[13 empty] | #N/A | #N/A
[13 empty] | #N/A | #N/A
[13 empty] | #N/A | #N/A
[13 empty] | #N/A | #N/A
[13 empty] | #N/A | #N/A
[13 empty] | #N/A | #N/A
[13 empty] | #N/A | #N/A
[13 empty] | #N/A | #N/A
[13 empty] | #N/A | #N/A
[13 empty] | #N/A | #N/A
[13 empty] | #N/A | #N/A
[13 empty] | #N/A | #N/A
[13 empty] | #N/A | #N/A
[13 empty] | #N/A | #N/A
[13 empty] | #N/A | #N/A
[13 empty] | #N/A | #N/A
[13 empty] | #N/A | #N/A
[13 empty] | #N/A | #N/A
[13 empty] | #N/A | #N/A
[13 empty] | #N/A | #N/A
[13 empty] | #N/A | #N/A
[13 empty] | #N/A | #N/A
[13 empty] | #N/A | #N/A
[13 empty] | #N/A | #N/A
[13 empty] | #N/A | #N/A
[13 empty] | #N/A | #N/A
[13 empty] | #N/A | #N/A
[13 empty] | #N/A | #N/A
[13 empty] | #N/A | #N/A
[13 empty] | #N/A | #N/A
[13 empty] | #N/A | #N/A
[13 empty] | #N/A | #N/A
[13 empty] | #N/A | #N/A
[13 empty] | #N/A | #N/A
[13 empty] | #N/A | #N/A
[13 empty] | #N/A | #N/A
[13 empty] | #N/A | #N/A
[13 empty] | #N/A | #N/A
[13 empty] | #N/A | #N/A
[13 empty] | #N/A | #N/A
[13 empty] | #N/A | #N/A
[13 empty] | #N/A | #N/A
[13 empty] | #N/A | #N/A
[13 empty] | #N/A | #N/A
[13 empty] | #N/A | #N/A
[13 empty] | #N/A | #N/A
[13 empty] | #N/A | #N/A
[13 empty] | #N/A | #N/A
[13 empty] | #N/A | #N/A
[13 empty] | #N/A | #N/A
[13 empty] | #N/A | #N/A
[13 empty] | #N/A | #N/A
[13 empty] | #N/A | #N/A
[13 empty] | #N/A | #N/A
[13 empty] | #N/A | #N/A
[13 empty] | #N/A | #N/A
[13 empty] | #N/A | #N/A
[13 empty] | #N/A | #N/A
[13 empty] | #N/A | #N/A
[13 empty] | #N/A | #N/A
[13 empty] | #N/A | #N/A
[13 empty] | #N/A | #N/A
[13 empty] | #N/A | #N/A
[13 empty] | #N/A | #N/A
[13 empty] | #N/A | #N/A
[13 empty] | #N/A | #N/A
[13 empty] | #N/A | #N/A
[13 empty] | #N/A | #N/A
[13 empty] | #N/A | #N/A
[13 empty] | #N/A | #N/A
[13 empty] | #N/A | #N/A
[13 empty] | #N/A | #N/A
[13 empty] | #N/A | #N/A
[13 empty] | #N/A | #N/A
[13 empty] | #N/A | #N/A
[13 empty] | #N/A | #N/A
[13 empty] | #N/A | #N/A
[13 empty] | #N/A | #N/A
[13 empty] | #N/A | #N/A
[13 empty] | #N/A | #N/A
[13 empty] | #N/A | #N/A
[13 empty] | #N/A | #N/A
[13 empty] | #N/A | #N/A
[13 empty] | #N/A | #N/A
[13 empty] | #N/A | #N/A
[13 empty] | #N/A | #N/A
[13 empty] | #N/A | #N/A
[13 empty] | #N/A | #N/A
[13 empty] | #N/A | #N/A
[13 empty] | #N/A | #N/A
[13 empty] | #N/A | #N/A
[13 empty] | #N/A | #N/A
[13 empty] | #N/A | #N/A
[13 empty] | #N/A | #N/A
[13 empty] | #N/A | #N/A
[13 empty] | #N/A | #N/A
[13 empty] | #N/A | #N/A
[13 empty] | #N/A | #N/A
[13 empty] | #N/A | #N/A
[13 empty] | #N/A | #N/A
[13 empty] | #N/A | #N/A
[13 empty] | #N/A | #N/A
[13 empty] | #N/A | #N/A
[13 empty] | #N/A | #N/A
[13 empty] | #N/A | #N/A
[13 empty] | #N/A | #N/A
[13 empty] | #N/A | #N/A
[13 empty] | #N/A | #N/A
[13 empty] | #N/A | #N/A
[13 empty] | #N/A | #N/A
[13 empty] | #N/A | #N/A
[13 empty] | #N/A | #N/A
[13 empty] | #N/A | #N/A
[13 empty] | #N/A | #N/A
[13 empty] | #N/A | #N/A
[13 empty] | #N/A | #N/A
[13 empty] | #N/A | #N/A
[13 empty] | #N/A | #N/A
[13 empty] | #N/A | #N/A
[13 empty] | #N/A | #N/A
[13 empty] | #N/A | #N/A
[13 empty] | #N/A | #N/A
[13 empty] | #N/A | #N/A
[13 empty] | #N/A | #N/A
[13 empty] | #N/A | #N/A
[13 empty] | #N/A | #N/A
[13 empty] | #N/A | #N/A
[13 empty] | #N/A | #N/A
[13 empty] | #N/A | #N/A
[13 empty] | #N/A | #N/A
[13 empty] | #N/A | #N/A
[13 empty] | #N/A | #N/A
[13 empty] | #N/A | #N/A
[13 empty] | #N/A | #N/A
[13 empty] | #N/A | #N/A
[13 empty] | #N/A | #N/A
[13 empty] | #N/A | #N/A
[13 empty] | #N/A | #N/A
[13 empty] | #N/A | #N/A
[13 empty] | #N/A | #N/A
[13 empty] | #N/A | #N/A
[13 empty] | #N/A | #N/A
[13 empty] | #N/A | #N/A
[13 empty] | #N/A | #N/A
[13 empty] | #N/A | #N/A
[13 empty] | #N/A | #N/A
[13 empty] | #N/A | #N/A
[13 empty] | #N/A | #N/A
[13 empty] | #N/A | #N/A
[13 empty] | #N/A | #N/A
[13 empty] | #N/A | #N/A
[13 empty] | #N/A | #N/A
[13 empty] | #N/A | #N/A
[13 empty] | #N/A | #N/A
[13 empty] | #N/A | #N/A
[13 empty] | #N/A | #N/A
[13 empty] | #N/A | #N/A
[13 empty] | #N/A | #N/A
[13 empty] | #N/A | #N/A
[13 empty] | #N/A | #N/A
[13 empty] | #N/A | #N/A
[13 empty] | #N/A | #N/A
[13 empty] | #N/A | #N/A
[13 empty] | #N/A | #N/A
[13 empty] | #N/A | #N/A
[13 empty] | #N/A | #N/A
[13 empty] | #N/A | #N/A
[13 empty] | #N/A | #N/A
[13 empty] | #N/A | #N/A
[13 empty] | #N/A | #N/A
[13 empty] | #N/A | #N/A
[13 empty] | #N/A | #N/A
[13 empty] | #N/A | #N/A
[13 empty] | #N/A | #N/A
[13 empty] | #N/A | #N/A
[13 empty] | #N/A | #N/A
[13 empty] | #N/A | #N/A
[13 empty] | #N/A | #N/A
[13 empty] | #N/A | #N/A
[13 empty] | #N/A | #N/A
[13 empty] | #N/A | #N/A
[13 empty] | #N/A | #N/A
[13 empty] | #N/A | #N/A
[13 empty] | #N/A | #N/A
[13 empty] | #N/A | #N/A
[13 empty] | #N/A | #N/A
[13 empty] | #N/A | #N/A
[13 empty] | #N/A | #N/A
[13 empty] | #N/A | #N/A
[13 empty] | #N/A | #N/A
[13 empty] | #N/A | #N/A
[13 empty] | #N/A | #N/A
[13 empty] | #N/A | #N/A
[13 empty] | #N/A | #N/A
[13 empty] | #N/A | #N/A
[13 empty] | #N/A | #N/A
[13 empty] | #N/A | #N/A
[13 empty] | #N/A | #N/A
[13 empty] | #N/A | #N/A
[13 empty] | #N/A | #N/A
[13 empty] | #N/A | #N/A
[13 empty] | #N/A | #N/A
[13 empty] | #N/A | #N/A
[13 empty] | #N/A | #N/A
[13 empty] | #N/A | #N/A
[13 empty] | #N/A | #N/A
[13 empty] | #N/A | #N/A
[13 empty] | #N/A | #N/A
[13 empty] | #N/A | #N/A
[13 empty] | #N/A | #N/A
[13 empty] | #N/A | #N/A
[13 empty] | #N/A | #N/A
[13 empty] | #N/A | #N/A
[13 empty] | #N/A | #N/A
[13 empty] | #N/A | #N/A
[13 empty] | #N/A | #N/A
[13 empty] | #N/A | #N/A
[13 empty] | #N/A | #N/A
[13 empty] | #N/A | #N/A
[13 empty] | #N/A | #N/A
[13 empty] | #N/A | #N/A
[13 empty] | #N/A | #N/A
[13 empty] | #N/A | #N/A
[13 empty] | #N/A | #N/A
[13 empty] | #N/A | #N/A
[13 empty] | #N/A | #N/A
[13 empty] | #N/A | #N/A
[13 empty] | #N/A | #N/A
[13 empty] | #N/A | #N/A
[13 empty] | #N/A | #N/A
[13 empty] | #N/A | #N/A
[13 empty] | #N/A | #N/A
[13 empty] | #N/A | #N/A
[13 empty] | #N/A | #N/A
[13 empty] | #N/A | #N/A
[13 empty] | #N/A | #N/A
[13 empty] | #N/A | #N/A
[13 empty] | #N/A | #N/A
[13 empty] | #N/A | #N/A
[13 empty] | #N/A | #N/A
[13 empty] | #N/A | #N/A
[13 empty] | #N/A | #N/A
[13 empty] | #N/A | #N/A
[13 empty] | #N/A | #N/A
[13 empty] | #N/A | #N/A
[13 empty] | #N/A | #N/A
[13 empty] | #N/A | #N/A
[13 empty] | #N/A | #N/A
[13 empty] | #N/A | #N/A
[13 empty] | #N/A | #N/A
[13 empty] | #N/A | #N/A
[13 empty] | #N/A | #N/A
[13 empty] | #N/A | #N/A
[13 empty] | #N/A | #N/A
[13 empty] | #N/A | #N/A
[13 empty] | #N/A | #N/A
[13 empty] | #N/A | #N/A
[13 empty] | #N/A | #N/A
[13 empty] | #N/A | #N/A
[13 empty] | #N/A | #N/A
[13 empty] | #N/A | #N/A
[13 empty] | #N/A | #N/A
[13 empty] | #N/A | #N/A
[13 empty] | #N/A | #N/A
[13 empty] | #N/A | #N/A
[13 empty] | #N/A | #N/A
[13 empty] | #N/A | #N/A
[13 empty] | #N/A | #N/A
[13 empty] | #N/A | #N/A
[13 empty] | #N/A | #N/A
[13 empty] | #N/A | #N/A
[13 empty] | #N/A | #N/A
[13 empty] | #N/A | #N/A
[13 empty] | #N/A | #N/A
[13 empty] | #N/A | #N/A
[13 empty] | #N/A | #N/A
[13 empty] | #N/A | #N/A
[13 empty] | #N/A | #N/A
[13 empty] | #N/A | #N/A
[13 empty] | #N/A | #N/A
[13 empty] | #N/A | #N/A
[13 empty] | #N/A | #N/A
[13 empty] | #N/A | #N/A
[13 empty] | #N/A | #N/A
[13 empty] | #N/A | #N/A
[13 empty] | #N/A | #N/A
[13 empty] | #N/A | #N/A
[13 empty] | #N/A | #N/A
[13 empty] | #N/A | #N/A
[13 empty] | #N/A | #N/A
[13 empty] | #N/A | #N/A
[13 empty] | #N/A | #N/A
[13 empty] | #N/A | #N/A
[13 empty] | #N/A | #N/A
[13 empty] | #N/A | #N/A
[13 empty] | #N/A | #N/A
[13 empty] | #N/A | #N/A
[13 empty] | #N/A | #N/A
[13 empty] | #N/A | #N/A
[13 empty] | #N/A | #N/A
[13 empty] | #N/A | #N/A
[13 empty] | #N/A | #N/A
[13 empty] | #N/A | #N/A
[13 empty] | #N/A | #N/A
[13 empty] | #N/A | #N/A
[13 empty] | #N/A | #N/A
[13 empty] | #N/A | #N/A
[13 empty] | #N/A | #N/A
[13 empty] | #N/A | #N/A
[13 empty] | #N/A | #N/A
[13 empty] | #N/A | #N/A
[13 empty] | #N/A | #N/A
[13 empty] | #N/A | #N/A
[13 empty] | #N/A | #N/A
[13 empty] | #N/A | #N/A
[13 empty] | #N/A | #N/A
[13 empty] | #N/A | #N/A
[13 empty] | #N/A | #N/A
[13 empty] | #N/A | #N/A
[13 empty] | #N/A | #N/A
[13 empty] | #N/A | #N/A
[13 empty] | #N/A | #N/A
[13 empty] | #N/A | #N/A
[13 empty] | #N/A | #N/A
[13 empty] | #N/A | #N/A
[13 empty] | #N/A | #N/A
[13 empty] | #N/A | #N/A
[13 empty] | #N/A | #N/A
[13 empty] | #N/A | #N/A
[13 empty] | #N/A | #N/A
[13 empty] | #N/A | #N/A
[13 empty] | #N/A | #N/A
[13 empty] | #N/A | #N/A
[13 empty] | #N/A | #N/A
[13 empty] | #N/A | #N/A
[13 empty] | #N/A | #N/A
[13 empty] | #N/A | #N/A
[13 empty] | #N/A | #N/A
[13 empty] | #N/A | #N/A
[13 empty] | #N/A | #N/A
[13 empty] | #N/A | #N/A
[13 empty] | #N/A | #N/A
[13 empty] | #N/A | #N/A
[13 empty] | #N/A | #N/A
[13 empty] | #N/A | #N/A
[13 empty] | #N/A | #N/A
[13 empty] | #N/A | #N/A
[13 empty] | #N/A | #N/A
[13 empty] | #N/A | #N/A
[13 empty] | #N/A | #N/A
[13 empty] | #N/A | #N/A
[13 empty] | #N/A | #N/A
[13 empty] | #N/A | #N/A
[13 empty] | #N/A | #N/A
[13 empty] | #N/A | #N/A
[13 empty] | #N/A | #N/A
[13 empty] | #N/A | #N/A
[13 empty] | #N/A | #N/A
[13 empty] | #N/A | #N/A
[13 empty] | #N/A | #N/A
[13 empty] | #N/A | #N/A
[13 empty] | #N/A | #N/A
[13 empty] | #N/A | #N/A
[13 empty] | #N/A | #N/A
[13 empty] | #N/A | #N/A
[13 empty] | #N/A | #N/A
[13 empty] | #N/A | #N/A
[13 empty] | #N/A | #N/A
[13 empty] | #N/A | #N/A
[13 empty] | #N/A | #N/A
[13 empty] | #N/A | #N/A
[13 empty] | #N/A | #N/A
[13 empty] | #N/A | #N/A
[13 empty] | #N/A | #N/A
[13 empty] | #N/A | #N/A
[13 empty] | #N/A | #N/A
[13 empty] | #N/A | #N/A
[13 empty] | #N/A | #N/A
[13 empty] | #N/A | #N/A
[13 empty] | #N/A | #N/A
[13 empty] | #N/A | #N/A
[13 empty] | #N/A | #N/A
[13 empty] | #N/A | #N/A
[13 empty] | #N/A | #N/A
[13 empty] | #N/A | #N/A
[13 empty] | #N/A | #N/A
[13 empty] | #N/A | #N/A
[13 empty] | #N/A | #N/A
[13 empty] | #N/A | #N/A
[13 empty] | #N/A | #N/A
[13 empty] | #N/A | #N/A
[13 empty] | #N/A | #N/A
[13 empty] | #N/A | #N/A
[13 empty] | #N/A | #N/A
[13 empty] | #N/A | #N/A
[13 empty] | #N/A | #N/A
[13 empty] | #N/A | #N/A
[13 empty] | #N/A | #N/A
[13 empty] | #N/A | #N/A
[13 empty] | #N/A | #N/A
[13 empty] | #N/A | #N/A
[13 empty] | #N/A | #N/A
[13 empty] | #N/A | #N/A
[13 empty] | #N/A | #N/A
[13 empty] | #N/A | #N/A
[13 empty] | #N/A | #N/A
[13 empty] | #N/A | #N/A
[13 empty] | #N/A | #N/A
[13 empty] | #N/A | #N/A
[13 empty] | #N/A | #N/A
[13 empty] | #N/A | #N/A
[13 empty] | #N/A | #N/A
[13 empty] | #N/A | #N/A
[13 empty] | #N/A | #N/A
[13 empty] | #N/A | #N/A
[13 empty] | #N/A | #N/A
[13 empty] | #N/A | #N/A
[13 empty] | #N/A | #N/A
[13 empty] | #N/A | #N/A
[13 empty] | #N/A | #N/A
[13 empty] | #N/A | #N/A
[13 empty] | #N/A | #N/A
[13 empty] | #N/A | #N/A
[13 empty] | #N/A | #N/A
[13 empty] | #N/A | #N/A
[13 empty] | #N/A | #N/A
[13 empty] | #N/A | #N/A
[13 empty] | #N/A | #N/A
[13 empty] | #N/A | #N/A
[13 empty] | #N/A | #N/A
[13 empty] | #N/A | #N/A
[13 empty] | #N/A | #N/A
[13 empty] | #N/A | #N/A
[13 empty] | #N/A | #N/A
[13 empty] | #N/A | #N/A
[13 empty] | #N/A | #N/A
[13 empty] | #N/A | #N/A
[13 empty] | #N/A | #N/A
[13 empty] | #N/A | #N/A
[13 empty] | #N/A | #N/A
[13 empty] | #N/A | #N/A
[13 empty] | #N/A | #N/A
[13 empty] | #N/A | #N/A
[13 empty] | #N/A | #N/A
[13 empty] | #N/A | #N/A
[13 empty] | #N/A | #N/A
[13 empty] | #N/A | #N/A
[13 empty] | #N/A | #N/A
[13 empty] | #N/A | #N/A
[13 empty] | #N/A | #N/A
[13 empty] | #N/A | #N/A
[13 empty] | #N/A | #N/A
[13 empty] | #N/A | #N/A
[13 empty] | #N/A | #N/A
[13 empty] | #N/A | #N/A
[13 empty] | #N/A | #N/A
[13 empty] | #N/A | #N/A
[13 empty] | #N/A | #N/A
[13 empty] | #N/A | #N/A
[13 empty] | #N/A | #N/A
[13 empty] | #N/A | #N/A
[13 empty] | #N/A | #N/A
[13 empty] | #N/A | #N/A
[13 empty] | #N/A | #N/A
[13 empty] | #N/A | #N/A
[13 empty] | #N/A | #N/A
[13 empty] | #N/A | #N/A
[13 empty] | #N/A | #N/A
[13 empty] | #N/A | #N/A
[13 empty] | #N/A | #N/A
[13 empty] | #N/A | #N/A
[13 empty] | #N/A | #N/A
[13 empty] | #N/A | #N/A
[13 empty] | #N/A | #N/A
[13 empty] | #N/A | #N/A
[13 empty] | #N/A | #N/A
[13 empty] | #N/A | #N/A
[13 empty] | #N/A | #N/A
[13 empty] | #N/A | #N/A
[13 empty] | #N/A | #N/A
[13 empty] | #N/A | #N/A
[13 empty] | #N/A | #N/A
[13 empty] | #N/A | #N/A
[13 empty] | #N/A | #N/A
[13 empty] | #N/A | #N/A
[13 empty] | #N/A | #N/A
[13 empty] | #N/A | #N/A
[13 empty] | #N/A | #N/A
[13 empty] | #N/A | #N/A
[13 empty] | #N/A | #N/A
[13 empty] | #N/A | #N/A
[13 empty] | #N/A | #N/A
[13 empty] | #N/A | #N/A
[13 empty] | #N/A | #N/A
[13 empty] | #N/A | #N/A
[13 empty] | #N/A | #N/A
[13 empty] | #N/A | #N/A
[13 empty] | #N/A | #N/A
[13 empty] | #N/A | #N/A
[13 empty] | #N/A | #N/A
[13 empty] | #N/A | #N/A
[13 empty] | #N/A | #N/A
[13 empty] | #N/A | #N/A
[13 empty] | #N/A | #N/A
[13 empty] | #N/A | #N/A
[13 empty] | #N/A | #N/A
[13 empty] | #N/A | #N/A
[13 empty] | #N/A | #N/A
[13 empty] | #N/A | #N/A
[13 empty] | #N/A | #N/A
[13 empty] | #N/A | #N/A
[13 empty] | #N/A | #N/A
[13 empty] | #N/A | #N/A
[13 empty] | #N/A | #N/A
[13 empty] | #N/A | #N/A
[13 empty] | #N/A | #N/A
[13 empty] | #N/A | #N/A
[13 empty] | #N/A | #N/A
[13 empty] | #N/A | #N/A
[13 empty] | #N/A | #N/A
[13 empty] | #N/A | #N/A
[13 empty] | #N/A | #N/A
[13 empty] | #N/A | #N/A
[13 empty] | #N/A | #N/A
[13 empty] | #N/A | #N/A
[13 empty] | #N/A | #N/A
[13 empty] | #N/A | #N/A
[13 empty] | #N/A | #N/A
[13 empty] | #N/A | #N/A
[13 empty] | #N/A | #N/A
[13 empty] | #N/A | #N/A
[13 empty] | #N/A | #N/A
[13 empty] | #N/A | #N/A
[13 empty] | #N/A | #N/A
[13 empty] | #N/A | #N/A
[13 empty] | #N/A | #N/A
[13 empty] | #N/A | #N/A
[13 empty] | #N/A | #N/A
[13 empty] | #N/A | #N/A
[13 empty] | #N/A | #N/A
[13 empty] | #N/A | #N/A
[13 empty] | #N/A | #N/A
[13 empty] | #N/A | #N/A
[13 empty] | #N/A | #N/A
[13 empty] | #N/A | #N/A
[13 empty] | #N/A | #N/A
[13 empty] | #N/A | #N/A
[13 empty] | #N/A | #N/A
[13 empty] | #N/A | #N/A
[13 empty] | #N/A | #N/A
[13 empty] | #N/A | #N/A
[13 empty] | #N/A | #N/A
[13 empty] | #N/A | #N/A
[13 empty] | #N/A | #N/A
[13 empty] | #N/A | #N/A
[13 empty] | #N/A | #N/A
[13 empty] | #N/A | #N/A
[13 empty] | #N/A | #N/A
[13 empty] | #N/A | #N/A
[13 empty] | #N/A | #N/A
[13 empty] | #N/A | #N/A
[13 empty] | #N/A | #N/A
[13 empty] | #N/A | #N/A
[13 empty] | #N/A | #N/A
[13 empty] | #N/A | #N/A
[13 empty] | #N/A | #N/A
[13 empty] | #N/A | #N/A
[13 empty] | #N/A | #N/A
[13 empty] | #N/A | #N/A
[13 empty] | #N/A | #N/A
[13 empty] | #N/A | #N/A
[13 empty] | #N/A | #N/A
[13 empty] | #N/A | #N/A
[13 empty] | #N/A | #N/A
[13 empty] | #N/A | #N/A
[13 empty] | #N/A | #N/A
[13 empty] | #N/A | #N/A
[13 empty] | #N/A | #N/A
[13 empty] | #N/A | #N/A
[13 empty] | #N/A | #N/A
[13 empty] | #N/A | #N/A
[13 empty] | #N/A | #N/A
[13 empty] | #N/A | #N/A
[13 empty] | #N/A | #N/A
[13 empty] | #N/A | #N/A
[13 empty] | #N/A | #N/A
[13 empty] | #N/A | #N/A
[13 empty] | #N/A | #N/A
[13 empty] | #N/A | #N/A
[13 empty] | #N/A | #N/A
[13 empty] | #N/A | #N/A
[13 empty] | #N/A | #N/A
[13 empty] | #N/A | #N/A
[13 empty] | #N/A | #N/A
[13 empty] | #N/A | #N/A
[13 empty] | #N/A | #N/A
[13 empty] | #N/A | #N/A
[13 empty] | #N/A | #N/A
[13 empty] | #N/A | #N/A
[13 empty] | #N/A | #N/A
[13 empty] | #N/A | #N/A
[13 empty] | #N/A | #N/A
[13 empty] | #N/A | #N/A
[13 empty] | #N/A | #N/A
[13 empty] | #N/A | #N/A
[13 empty] | #N/A | #N/A
[13 empty] | #N/A | #N/A
[13 empty] | #N/A | #N/A
[13 empty] | #N/A | #N/A
[13 empty] | #N/A | #N/A
[13 empty] | #N/A | #N/A
[13 empty] | #N/A | #N/A
[13 empty] | #N/A | #N/A
[13 empty] | #N/A | #N/A
[13 empty] | #N/A | #N/A
[13 empty] | #N/A | #N/A
[13 empty] | #N/A | #N/A
[13 empty] | #N/A | #N/A
[13 empty] | #N/A | #N/A
[13 empty] | #N/A | #N/A
[13 empty] | #N/A | #N/A
[13 empty] | #N/A | #N/A
[13 empty] | #N/A | #N/A
[13 empty] | #N/A | #N/A
[13 empty] | #N/A | #N/A
[13 empty] | #N/A | #N/A
[13 empty] | #N/A | #N/A
[13 empty] | #N/A | #N/A
[13 empty] | #N/A | #N/A
[13 empty] | #N/A | #N/A
[13 empty] | #N/A | #N/A
[13 empty] | #N/A | #N/A
[13 empty] | #N/A | #N/A
[13 empty] | #N/A | #N/A
[13 empty] | #N/A | #N/A
[13 empty] | #N/A | #N/A
[13 empty] | #N/A | #N/A
[13 empty] | #N/A | #N/A
[13 empty] | #N/A | #N/A
[13 empty] | #N/A | #N/A
[13 empty] | #N/A | #N/A
[13 empty] | #N/A | #N/A
[13 empty] | #N/A | #N/A
[13 empty] | #N/A | #N/A
[13 empty] | #N/A | #N/A
[13 empty] | #N/A | #N/A
[13 empty] | #N/A | #N/A
[13 empty] | #N/A | #N/A
[13 empty] | #N/A | #N/A
[13 empty] | #N/A | #N/A
[13 empty] | #N/A | #N/A
[13 empty] | #N/A | #N/A
[13 empty] | #N/A | #N/A
[13 empty] | #N/A | #N/A
[13 empty] | #N/A | #N/A
[13 empty] | #N/A | #N/A
[13 empty] | #N/A | #N/A
[13 empty] | #N/A | #N/A
[13 empty] | #N/A | #N/A
[13 empty] | #N/A | #N/A
[13 empty] | #N/A | #N/A
[13 empty] | #N/A | #N/A
[13 empty] | #N/A | #N/A
[13 empty] | #N/A | #N/A
[13 empty] | #N/A | #N/A
[13 empty] | #N/A | #N/A
[13 empty] | #N/A | #N/A
[13 empty] | #N/A | #N/A
[13 empty] | #N/A | #N/A
[13 empty] | #N/A | #N/A
[13 empty] | #N/A | #N/A
[13 empty] | #N/A | #N/A
[13 empty] | #N/A | #N/A
[13 empty] | #N/A | #N/A
[13 empty] | #N/A | #N/A
[13 empty] | #N/A | #N/A
[13 empty] | #N/A | #N/A
[13 empty] | #N/A | #N/A
[13 empty] | #N/A | #N/A
[13 empty] | #N/A | #N/A
[13 empty] | #N/A | #N/A
[13 empty] | #N/A | #N/A
[13 empty] | #N/A | #N/A
[13 empty] | #N/A | #N/A
[13 empty] | #N/A | #N/A
[13 empty] | #N/A | #N/A
[13 empty] | #N/A | #N/A
[13 empty] | #N/A | #N/A
[13 empty] | #N/A | #N/A
[13 empty] | #N/A | #N/A
[13 empty] | #N/A | #N/A
[13 empty] | #N/A | #N/A
[13 empty] | #N/A | #N/A
[13 empty] | #N/A | #N/A
[13 empty] | #N/A | #N/A
[13 empty] | #N/A | #N/A
[13 empty] | #N/A | #N/A
[13 empty] | #N/A | #N/A
[13 empty] | #N/A | #N/A
[13 empty] | #N/A | #N/A
[13 empty] | #N/A | #N/A
[13 empty] | #N/A | #N/A
[13 empty] | #N/A | #N/A
[13 empty] | #N/A | #N/A
[13 empty] | #N/A | #N/A
[13 empty] | #N/A | #N/A
[13 empty] | #N/A | #N/A
[13 empty] | #N/A | #N/A
[13 empty] | #N/A | #N/A
[13 empty] | #N/A | #N/A
[13 empty] | #N/A | #N/A
[13 empty] | #N/A | #N/A
[13 empty] | #N/A | #N/A
[13 empty] | #N/A | #N/A
[13 empty] | #N/A | #N/A
[13 empty] | #N/A | #N/A
[13 empty] | #N/A | #N/A
[13 empty] | #N/A | #N/A
[13 empty] | #N/A | #N/A
[13 empty] | #N/A | #N/A
[13 empty] | #N/A | #N/A
[13 empty] | #N/A | #N/A
[13 empty] | #N/A | #N/A
[13 empty] | #N/A | #N/A
[13 empty] | #N/A | #N/A
[13 empty] | #N/A | #N/A
[13 empty] | #N/A | #N/A
[13 empty] | #N/A | #N/A
[13 empty] | #N/A | #N/A
[13 empty] | #N/A | #N/A
[13 empty] | #N/A | #N/A
[13 empty] | #N/A | #N/A
[13 empty] | #N/A | #N/A
[13 empty] | #N/A | #N/A
[13 empty] | #N/A | #N/A
[13 empty] | #N/A | #N/A
[13 empty] | #N/A | #N/A
[13 empty] | #N/A | #N/A
[13 empty] | #N/A | #N/A
[13 empty] | #N/A | #N/A
[13 empty] | #N/A | #N/A
[13 empty] | #N/A | #N/A
[13 empty] | #N/A | #N/A
[13 empty] | #N/A | #N/A
[13 empty] | #N/A | #N/A
[13 empty] | #N/A | #N/A
[13 empty] | #N/A | #N/A
[13 empty] | #N/A | #N/A
[13 empty] | #N/A | #N/A
[13 empty] | #N/A | #N/A
[13 empty] | #N/A | #N/A
[13 empty] | #N/A | #N/A
[13 empty] | #N/A | #N/A
[13 empty] | #N/A | #N/A
[13 empty] | #N/A | #N/A
[13 empty] | #N/A | #N/A
[13 empty] | #N/A | #N/A
[13 empty] | #N/A | #N/A
[13 empty] | #N/A | #N/A
[13 empty] | #N/A | #N/A
[13 empty] | #N/A | #N/A
[13 empty] | #N/A | #N/A
[13 empty] | #N/A | #N/A
[13 empty] | #N/A | #N/A
[13 empty] | #N/A | #N/A
[13 empty] | #N/A | #N/A
[13 empty] | #N/A | #N/A
[13 empty] | #N/A | #N/A
[13 empty] | #N/A | #N/A
[13 empty] | #N/A | #N/A
[13 empty] | #N/A | #N/A
[13 empty] | #N/A | #N/A
[13 empty] | #N/A | #N/A
[13 empty] | #N/A | #N/A
[13 empty] | #N/A | #N/A
[13 empty] | #N/A | #N/A
[13 empty] | #N/A | #N/A
[13 empty] | #N/A | #N/A
[13 empty] | #N/A | #N/A
[13 empty] | #N/A | #N/A
[13 empty] | #N/A | #N/A
[13 empty] | #N/A | #N/A
[13 empty] | #N/A | #N/A
[13 empty] | #N/A | #N/A
[13 empty] | #N/A | #N/A
[13 empty] | #N/A | #N/A
[13 empty] | #N/A | #N/A
[13 empty] | #N/A | #N/A
[13 empty] | #N/A | #N/A
[13 empty] | #N/A | #N/A
[13 empty] | #N/A | #N/A
[13 empty] | #N/A | #N/A
[13 empty] | #N/A | #N/A
[13 empty] | #N/A | #N/A
[13 empty] | #N/A | #N/A
[13 empty] | #N/A | #N/A
[13 empty] | #N/A | #N/A
[13 empty] | #N/A | #N/A
[13 empty] | #N/A | #N/A
[13 empty] | #N/A | #N/A
[13 empty] | #N/A | #N/A
[13 empty] | #N/A | #N/A
[13 empty] | #N/A | #N/A
[13 empty] | #N/A | #N/A
[13 empty] | #N/A | #N/A
[13 empty] | #N/A | #N/A
[13 empty] | #N/A | #N/A
[13 empty] | #N/A | #N/A
[13 empty] | #N/A | #N/A
[13 empty] | #N/A | #N/A
[13 empty] | #N/A | #N/A
[13 empty] | #N/A | #N/A
[13 empty] | #N/A | #N/A
[13 empty] | #N/A | #N/A
[13 empty] | #N/A | #N/A
[13 empty] | #N/A | #N/A
[13 empty] | #N/A | #N/A
[13 empty] | #N/A | #N/A
[13 empty] | #N/A | #N/A
[13 empty] | #N/A | #N/A
[13 empty] | #N/A | #N/A
[13 empty] | #N/A | #N/A
[13 empty] | #N/A | #N/A
[13 empty] | #N/A | #N/A
[13 empty] | #N/A | #N/A
[13 empty] | #N/A | #N/A
[13 empty] | #N/A | #N/A
[13 empty] | #N/A | #N/A
[13 empty] | #N/A | #N/A
[13 empty] | #N/A | #N/A
[13 empty] | #N/A | #N/A
[13 empty] | #N/A | #N/A
[13 empty] | #N/A | #N/A
[13 empty] | #N/A | #N/A
[13 empty] | #N/A | #N/A
[13 empty] | #N/A | #N/A
[13 empty] | #N/A | #N/A
[13 empty] | #N/A | #N/A
[13 empty] | #N/A | #N/A
[13 empty] | #N/A | #N/A
[13 empty] | #N/A | #N/A
[13 empty] | #N/A | #N/A
[13 empty] | #N/A | #N/A
[13 empty] | #N/A | #N/A
[13 empty] | #N/A | #N/A
[13 empty] | #N/A | #N/A
[13 empty] | #N/A | #N/A
[13 empty] | #N/A | #N/A
[13 empty] | #N/A | #N/A
[13 empty] | #N/A | #N/A
[13 empty] | #N/A | #N/A
[13 empty] | #N/A | #N/A
[13 empty] | #N/A | #N/A
[13 empty] | #N/A | #N/A
[13 empty] | #N/A | #N/A
[13 empty] | #N/A | #N/A
[13 empty] | #N/A | #N/A
[13 empty] | #N/A | #N/A
[13 empty] | #N/A | #N/A
[13 empty] | #N/A | #N/A
[13 empty] | #N/A | #N/A
[13 empty] | #N/A | #N/A
[13 empty] | #N/A | #N/A
[13 empty] | #N/A | #N/A
[13 empty] | #N/A | #N/A
[13 empty] | #N/A | #N/A
[13 empty] | #N/A | #N/A
[13 empty] | #N/A | #N/A
[13 empty] | #N/A | #N/A
[13 empty] | #N/A | #N/A
[13 empty] | #N/A | #N/A
[13 empty] | #N/A | #N/A
[13 empty] | #N/A | #N/A
[13 empty] | #N/A | #N/A
[13 empty] | #N/A | #N/A
[13 empty] | #N/A | #N/A
[13 empty] | #N/A | #N/A
[13 empty] | #N/A | #N/A
[13 empty] | #N/A | #N/A
[13 empty] | #N/A | #N/A
[13 empty] | #N/A | #N/A
[13 empty] | #N/A | #N/A
[13 empty] | #N/A | #N/A
[13 empty] | #N/A | #N/A
[13 empty] | #N/A | #N/A
[13 empty] | #N/A | #N/A
[13 empty] | #N/A | #N/A
[13 empty] | #N/A | #N/A
[13 empty] | #N/A | #N/A
[13 empty] | #N/A | #N/A
[13 empty] | #N/A | #N/A
[13 empty] | #N/A | #N/A
[13 empty] | #N/A | #N/A
[13 empty] | #N/A | #N/A
[13 empty] | #N/A | #N/A
[13 empty] | #N/A | #N/A
[13 empty] | #N/A | #N/A
[13 empty] | #N/A | #N/A
[13 empty] | #N/A | #N/A
[13 empty] | #N/A | #N/A
[13 empty] | #N/A | #N/A
[13 empty] | #N/A | #N/A
[13 empty] | #N/A | #N/A
[13 empty] | #N/A | #N/A
[13 empty] | #N/A | #N/A
[13 empty] | #N/A | #N/A
[13 empty] | #N/A | #N/A
[13 empty] | #N/A | #N/A
[13 empty] | #N/A | #N/A
[13 empty] | #N/A | #N/A
[13 empty] | #N/A | #N/A
[13 empty] | #N/A | #N/A
[13 empty] | #N/A | #N/A
[13 empty] | #N/A | #N/A
[13 empty] | #N/A | #N/A
[13 empty] | #N/A | #N/A
[13 empty] | #N/A | #N/A
[13 empty] | #N/A | #N/A
[13 empty] | #N/A | #N/A
[13 empty] | #N/A | #N/A
[13 empty] | #N/A | #N/A
[13 empty] | #N/A | #N/A
[13 empty] | #N/A | #N/A
[13 empty] | #N/A | #N/A
[13 empty] | #N/A | #N/A
[13 empty] | #N/A | #N/A
[13 empty] | #N/A | #N/A
[13 empty] | #N/A | #N/A
[13 empty] | #N/A | #N/A
[13 empty] | #N/A | #N/A
[13 empty] | #N/A | #N/A
[13 empty] | #N/A | #N/A
[13 empty] | #N/A | #N/A
[13 empty] | #N/A | #N/A
[13 empty] | #N/A | #N/A
[13 empty] | #N/A | #N/A
[13 empty] | #N/A | #N/A
[13 empty] | #N/A | #N/A
[13 empty] | #N/A | #N/A
[13 empty] | #N/A | #N/A
[13 empty] | #N/A | #N/A
[13 empty] | #N/A | #N/A
[13 empty] | #N/A | #N/A
[13 empty] | #N/A | #N/A
[13 empty] | #N/A | #N/A
[13 empty] | #N/A | #N/A
[13 empty] | #N/A | #N/A
[13 empty] | #N/A | #N/A
[13 empty] | #N/A | #N/A
[13 empty] | #N/A | #N/A
[13 empty] | #N/A | #N/A
[13 empty] | #N/A | #N/A
[13 empty] | #N/A | #N/A
[13 empty] | #N/A | #N/A
[13 empty] | #N/A | #N/A
[13 empty] | #N/A | #N/A
[13 empty] | #N/A | #N/A
[13 empty] | #N/A | #N/A
[13 empty] | #N/A | #N/A
[13 empty] | #N/A | #N/A
[13 empty] | #N/A | #N/A
[13 empty] | #N/A | #N/A
[13 empty] | #N/A | #N/A
[13 empty] | #N/A | #N/A
[13 empty] | #N/A | #N/A
[13 empty] | #N/A | #N/A
[13 empty] | #N/A | #N/A
[13 empty] | #N/A | #N/A
[13 empty] | #N/A | #N/A
[13 empty] | #N/A | #N/A
[13 empty] | #N/A | #N/A
[13 empty] | #N/A | #N/A
[13 empty] | #N/A | #N/A
[13 empty] | #N/A | #N/A
[13 empty] | #N/A | #N/A
[13 empty] | #N/A | #N/A
[13 empty] | #N/A | #N/A
[13 empty] | #N/A | #N/A
[13 empty] | #N/A | #N/A
[13 empty] | #N/A | #N/A
[13 empty] | #N/A | #N/A
[13 empty] | #N/A | #N/A
[13 empty] | #N/A | #N/A
[13 empty] | #N/A | #N/A
[13 empty] | #N/A | #N/A
[13 empty] | #N/A | #N/A
[13 empty] | #N/A | #N/A
[13 empty] | #N/A | #N/A
[13 empty] | #N/A | #N/A
[13 empty] | #N/A | #N/A
[13 empty] | #N/A | #N/A
[13 empty] | #N/A | #N/A
[13 empty] | #N/A | #N/A
[13 empty] | #N/A | #N/A
[13 empty] | #N/A | #N/A
[13 empty] | #N/A | #N/A
[13 empty] | #N/A | #N/A
[13 empty] | #N/A | #N/A
[13 empty] | #N/A | #N/A
[13 empty] | #N/A | #N/A
[13 empty] | #N/A | #N/A
[13 empty] | #N/A | #N/A
[13 empty] | #N/A | #N/A
[13 empty] | #N/A | #N/A
[13 empty] | #N/A | #N/A
[13 empty] | #N/A | #N/A
[13 empty] | #N/A | #N/A
[13 empty] | #N/A | #N/A
[13 empty] | #N/A | #N/A
[13 empty] | #N/A | #N/A
[13 empty] | #N/A | #N/A
[13 empty] | #N/A | #N/A
[13 empty] | #N/A | #N/A
[13 empty] | #N/A | #N/A
[13 empty] | #N/A | #N/A
[13 empty] | #N/A | #N/A
[13 empty] | #N/A | #N/A
[13 empty] | #N/A | #N/A
[13 empty] | #N/A | #N/A
[13 empty] | #N/A | #N/A
[13 empty] | #N/A | #N/A
[13 empty] | #N/A | #N/A
[13 empty] | #N/A | #N/A
[13 empty] | #N/A | #N/A
[13 empty] | #N/A | #N/A
[13 empty] | #N/A | #N/A
[13 empty] | #N/A | #N/A
[13 empty] | #N/A | #N/A
[13 empty] | #N/A | #N/A
[13 empty] | #N/A | #N/A
[13 empty] | #N/A | #N/A
[13 empty] | #N/A | #N/A
[13 empty] | #N/A | #N/A
[13 empty] | #N/A | #N/A
[13 empty] | #N/A | #N/A
[13 empty] | #N/A | #N/A
[13 empty] | #N/A | #N/A
[13 empty] | #N/A | #N/A
[13 empty] | #N/A | #N/A
[13 empty] | #N/A | #N/A
[13 empty] | #N/A | #N/A
[13 empty] | #N/A | #N/A
[13 empty] | #N/A | #N/A
[13 empty] | #N/A | #N/A
[13 empty] | #N/A | #N/A
[13 empty] | #N/A | #N/A
[13 empty] | #N/A | #N/A
[13 empty] | #N/A | #N/A
[13 empty] | #N/A | #N/A
[13 empty] | #N/A | #N/A
[13 empty] | #N/A | #N/A
[13 empty] | #N/A | #N/A
[13 empty] | #N/A | #N/A
[13 empty] | #N/A | #N/A
[13 empty] | #N/A | #N/A
[13 empty] | #N/A | #N/A
[13 empty] | #N/A | #N/A
[13 empty] | #N/A | #N/A
[13 empty] | #N/A | #N/A
[13 empty] | #N/A | #N/A
[13 empty] | #N/A | #N/A
[13 empty] | #N/A | #N/A
[13 empty] | #N/A | #N/A
[13 empty] | #N/A | #N/A
[13 empty] | #N/A | #N/A
[13 empty] | #N/A | #N/A
[13 empty] | #N/A | #N/A
[13 empty] | #N/A | #N/A
[13 empty] | #N/A | #N/A
[13 empty] | #N/A | #N/A
[13 empty] | #N/A | #N/A
[13 empty] | #N/A | #N/A
[13 empty] | #N/A | #N/A
[13 empty] | #N/A | #N/A
[13 empty] | #N/A | #N/A
[13 empty] | #N/A | #N/A
[13 empty] | #N/A | #N/A
[13 empty] | #N/A | #N/A
[13 empty] | #N/A | #N/A
[13 empty] | #N/A | #N/A
[13 empty] | #N/A | #N/A
[13 empty] | #N/A | #N/A
[13 empty] | #N/A | #N/A
[13 empty] | #N/A | #N/A
[13 empty] | #N/A | #N/A
[13 empty] | #N/A | #N/A
[13 empty] | #N/A | #N/A
[13 empty] | #N/A | #N/A
[13 empty] | #N/A | #N/A
[13 empty] | #N/A | #N/A
[13 empty] | #N/A | #N/A
[13 empty] | #N/A | #N/A
[13 empty] | #N/A | #N/A
[13 empty] | #N/A | #N/A
[13 empty] | #N/A | #N/A
[13 empty] | #N/A | #N/A
[13 empty] | #N/A | #N/A
[13 empty] | #N/A | #N/A
[13 empty] | #N/A | #N/A
[13 empty] | #N/A | #N/A
[13 empty] | #N/A | #N/A
[13 empty] | #N/A | #N/A
[13 empty] | #N/A | #N/A
[13 empty] | #N/A | #N/A
[13 empty] | #N/A | #N/A
[13 empty] | #N/A | #N/A
[13 empty] | #N/A | #N/A
[13 empty] | #N/A | #N/A
[13 empty] | #N/A | #N/A
[13 empty] | #N/A | #N/A
[13 empty] | #N/A | #N/A
[13 empty] | #N/A | #N/A
[13 empty] | #N/A | #N/A
[13 empty] | #N/A | #N/A
[13 empty] | #N/A | #N/A
[13 empty] | #N/A | #N/A
[13 empty] | #N/A | #N/A
[13 empty] | #N/A | #N/A
[13 empty] | #N/A | #N/A
[13 empty] | #N/A | #N/A
[13 empty] | #N/A | #N/A
[13 empty] | #N/A | #N/A
[13 empty] | #N/A | #N/A
[13 empty] | #N/A | #N/A
[13 empty] | #N/A | #N/A
[13 empty] | #N/A | #N/A
[13 empty] | #N/A | #N/A
[13 empty] | #N/A | #N/A
[13 empty] | #N/A | #N/A
[13 empty] | #N/A | #N/A
[13 empty] | #N/A | #N/A
[13 empty] | #N/A | #N/A
[13 empty] | #N/A | #N/A
[13 empty] | #N/A | #N/A
[13 empty] | #N/A | #N/A
[13 empty] | #N/A | #N/A
[13 empty] | #N/A | #N/A
[13 empty] | #N/A | #N/A
[13 empty] | #N/A | #N/A
[13 empty] | #N/A | #N/A
[13 empty] | #N/A | #N/A
[13 empty] | #N/A | #N/A
[13 empty] | #N/A | #N/A
[13 empty] | #N/A | #N/A
[13 empty] | #N/A | #N/A
[13 empty] | #N/A | #N/A
[13 empty] | #N/A | #N/A
[13 empty] | #N/A | #N/A
[13 empty] | #N/A | #N/A
[13 empty] | #N/A | #N/A
[13 empty] | #N/A | #N/A
[13 empty] | #N/A | #N/A
[13 empty] | #N/A | #N/A
[13 empty] | #N/A | #N/A
[13 empty] | #N/A | #N/A
[13 empty] | #N/A | #N/A
[13 empty] | #N/A | #N/A
[13 empty] | #N/A | #N/A
[13 empty] | #N/A | #N/A
[13 empty] | #N/A | #N/A
[13 empty] | #N/A | #N/A
[13 empty] | #N/A | #N/A
[13 empty] | #N/A | #N/A
[13 empty] | #N/A | #N/A
[13 empty] | #N/A | #N/A
[13 empty] | #N/A | #N/A
[13 empty] | #N/A | #N/A
[13 empty] | #N/A | #N/A
[13 empty] | #N/A | #N/A
[13 empty] | #N/A | #N/A
[13 empty] | #N/A | #N/A
[13 empty] | #N/A | #N/A
[13 empty] | #N/A | #N/A
[13 empty] | #N/A | #N/A
[13 empty] | #N/A | #N/A
[13 empty] | #N/A | #N/A
[13 empty] | #N/A | #N/A
[13 empty] | #N/A | #N/A
[13 empty] | #N/A | #N/A
[13 empty] | #N/A | #N/A
[13 empty] | #N/A | #N/A
[13 empty] | #N/A | #N/A
[13 empty] | #N/A | #N/A
[13 empty] | #N/A | #N/A
[13 empty] | #N/A | #N/A
[13 empty] | #N/A | #N/A
[13 empty] | #N/A | #N/A
[13 empty] | #N/A | #N/A
[13 empty] | #N/A | #N/A
[13 empty] | #N/A | #N/A
[13 empty] | #N/A | #N/A
[13 empty] | #N/A | #N/A
[13 empty] | #N/A | #N/A
[13 empty] | #N/A | #N/A
[13 empty] | #N/A | #N/A
[13 empty] | #N/A | #N/A
[13 empty] | #N/A | #N/A
[13 empty] | #N/A | #N/A
[13 empty] | #N/A | #N/A
[13 empty] | #N/A | #N/A
[13 empty] | #N/A | #N/A
[13 empty] | #N/A | #N/A
[13 empty] | #N/A | #N/A
[13 empty] | #N/A | #N/A
[13 empty] | #N/A | #N/A
[13 empty] | #N/A | #N/A
[13 empty] | #N/A | #N/A
[13 empty] | #N/A | #N/A
[13 empty] | #N/A | #N/A
[13 empty] | #N/A | #N/A
[13 empty] | #N/A | #N/A
[13 empty] | #N/A | #N/A
[13 empty] | #N/A | #N/A
[13 empty] | #N/A | #N/A
[13 empty] | #N/A | #N/A
[13 empty] | #N/A | #N/A
[13 empty] | #N/A | #N/A
[13 empty] | #N/A | #N/A
[13 empty] | #N/A | #N/A
[13 empty] | #N/A | #N/A
[13 empty] | #N/A | #N/A
[13 empty] | #N/A | #N/A
[13 empty] | #N/A | #N/A
[13 empty] | #N/A | #N/A
[13 empty] | #N/A | #N/A
[13 empty] | #N/A | #N/A
[13 empty] | #N/A | #N/A
[13 empty] | #N/A | #N/A
[13 empty] | #N/A | #N/A
[13 empty] | #N/A | #N/A
[13 empty] | #N/A | #N/A
[13 empty] | #N/A | #N/A
[13 empty] | #N/A | #N/A
[13 empty] | #N/A | #N/A
[13 empty] | #N/A | #N/A
[13 empty] | #N/A | #N/A
[13 empty] | #N/A | #N/A
[13 empty] | #N/A | #N/A
[13 empty] | #N/A | #N/A
[13 empty] | #N/A | #N/A
[13 empty] | #N/A | #N/A
[13 empty] | #N/A | #N/A
[13 empty] | #N/A | #N/A
[13 empty] | #N/A | #N/A
[13 empty] | #N/A | #N/A
[13 empty] | #N/A | #N/A
[13 empty] | #N/A | #N/A
[13 empty] | #N/A | #N/A
[13 empty] | #N/A | #N/A
[13 empty] | #N/A | #N/A
[13 empty] | #N/A | #N/A
[13 empty] | #N/A | #N/A
[13 empty] | #N/A | #N/A
[13 empty] | #N/A | #N/A
[13 empty] | #N/A | #N/A
[13 empty] | #N/A | #N/A
[13 empty] | #N/A | #N/A
[13 empty] | #N/A | #N/A
[13 empty] | #N/A | #N/A
[13 empty] | #N/A | #N/A
[13 empty] | #N/A | #N/A
[13 empty] | #N/A | #N/A
[13 empty] | #N/A | #N/A
[13 empty] | #N/A | #N/A
[13 empty] | #N/A | #N/A
[13 empty] | #N/A | #N/A
[13 empty] | #N/A | #N/A
[13 empty] | #N/A | #N/A
[13 empty] | #N/A | #N/A
[13 empty] | #N/A | #N/A
[13 empty] | #N/A | #N/A
[13 empty] | #N/A | #N/A
[13 empty] | #N/A | #N/A
[13 empty] | #N/A | #N/A
[13 empty] | #N/A | #N/A
[13 empty] | #N/A | #N/A
[13 empty] | #N/A | #N/A
[13 empty] | #N/A | #N/A
[13 empty] | #N/A | #N/A
[13 empty] | #N/A | #N/A
[13 empty] | #N/A | #N/A
[13 empty] | #N/A | #N/A
[13 empty] | #N/A | #N/A
[13 empty] | #N/A | #N/A
[13 empty] | #N/A | #N/A
[13 empty] | #N/A | #N/A
[13 empty] | #N/A | #N/A
[13 empty] | #N/A | #N/A
[13 empty] | #N/A | #N/A
[13 empty] | #N/A | #N/A
[13 empty] | #N/A | #N/A
[13 empty] | #N/A | #N/A
[13 empty] | #N/A | #N/A
[13 empty] | #N/A | #N/A
[13 empty] | #N/A | #N/A
[13 empty] | #N/A | #N/A
[13 empty] | #N/A | #N/A
[13 empty] | #N/A | #N/A
[13 empty] | #N/A | #N/A
[13 empty] | #N/A | #N/A
[13 empty] | #N/A | #N/A
[13 empty] | #N/A | #N/A
[13 empty] | #N/A | #N/A
[13 empty] | #N/A | #N/A
[13 empty] | #N/A | #N/A
[13 empty] | #N/A | #N/A
[13 empty] | #N/A | #N/A
[13 empty] | #N/A | #N/A
[13 empty] | #N/A | #N/A
[13 empty] | #N/A | #N/A
[13 empty] | #N/A | #N/A
[13 empty] | #N/A | #N/A
[13 empty] | #N/A | #N/A
[13 empty] | #N/A | #N/A
[13 empty] | #N/A | #N/A
[13 empty] | #N/A | #N/A
[13 empty] | #N/A | #N/A
[13 empty] | #N/A | #N/A
[13 empty] | #N/A | #N/A
[13 empty] | #N/A | #N/A
[13 empty] | #N/A | #N/A
[13 empty] | #N/A | #N/A
[13 empty] | #N/A | #N/A
[13 empty] | #N/A | #N/A
[13 empty] | #N/A | #N/A
[13 empty] | #N/A | #N/A
[13 empty] | #N/A | #N/A
[13 empty] | #N/A | #N/A
[13 empty] | #N/A | #N/A
[13 empty] | #N/A | #N/A
[13 empty] | #N/A | #N/A
[13 empty] | #N/A | #N/A
[13 empty] | #N/A | #N/A
[13 empty] | #N/A | #N/A
[13 empty] | #N/A | #N/A
[13 empty] | #N/A | #N/A
[13 empty] | #N/A | #N/A
[13 empty] | #N/A | #N/A
[13 empty] | #N/A | #N/A
[13 empty] | #N/A | #N/A
[13 empty] | #N/A | #N/A
[13 empty] | #N/A | #N/A
[13 empty] | #N/A | #N/A
[13 empty] | #N/A | #N/A
[13 empty] | #N/A | #N/A
[13 empty] | #N/A | #N/A
[13 empty] | #N/A | #N/A
[13 empty] | #N/A | #N/A
[13 empty] | #N/A | #N/A
[13 empty] | #N/A | #N/A
[13 empty] | #N/A | #N/A
[13 empty] | #N/A | #N/A
[13 empty] | #N/A | #N/A
[13 empty] | #N/A | #N/A
[13 empty] | #N/A | #N/A
[13 empty] | #N/A | #N/A
[13 empty] | #N/A | #N/A
[13 empty] | #N/A | #N/A
[13 empty] | #N/A | #N/A
[13 empty] | #N/A | #N/A
[13 empty] | #N/A | #N/A
[13 empty] | #N/A | #N/A
[13 empty] | #N/A | #N/A
[13 empty] | #N/A | #N/A
[13 empty] | #N/A | #N/A
[13 empty] | #N/A | #N/A
[13 empty] | #N/A | #N/A
[13 empty] | #N/A | #N/A
[13 empty] | #N/A | #N/A
[13 empty] | #N/A | #N/A
[13 empty] | #N/A | #N/A
[13 empty] | #N/A | #N/A
[13 empty] | #N/A | #N/A
[13 empty] | #N/A | #N/A
[13 empty] | #N/A | #N/A
[13 empty] | #N/A | #N/A
[13 empty] | #N/A | #N/A
[13 empty] | #N/A | #N/A
[13 empty] | #N/A | #N/A
[13 empty] | #N/A | #N/A
[13 empty] | #N/A | #N/A
[13 empty] | #N/A | #N/A
[13 empty] | #N/A | #N/A
[13 empty] | #N/A | #N/A
[13 empty] | #N/A | #N/A
[13 empty] | #N/A | #N/A
[13 empty] | #N/A | #N/A
[13 empty] | #N/A | #N/A
[13 empty] | #N/A | #N/A
[13 empty] | #N/A | #N/A
[13 empty] | #N/A | #N/A
[13 empty] | #N/A | #N/A
[13 empty] | #N/A | #N/A
[13 empty] | #N/A | #N/A
[13 empty] | #N/A | #N/A
[13 empty] | #N/A | #N/A
[13 empty] | #N/A | #N/A
[13 empty] | #N/A | #N/A
[13 empty] | #N/A | #N/A
[13 empty] | #N/A | #N/A
[13 empty] | #N/A | #N/A
[13 empty] | #N/A | #N/A
[13 empty] | #N/A | #N/A
[13 empty] | #N/A | #N/A
[13 empty] | #N/A | #N/A
[13 empty] | #N/A | #N/A
[13 empty] | #N/A | #N/A
[13 empty] | #N/A | #N/A
[13 empty] | #N/A | #N/A
[13 empty] | #N/A | #N/A
[13 empty] | #N/A | #N/A
[13 empty] | #N/A | #N/A
[13 empty] | #N/A | #N/A
[13 empty] | #N/A | #N/A
[13 empty] | #N/A | #N/A
[13 empty] | #N/A | #N/A
[13 empty] | #N/A | #N/A
[13 empty] | #N/A | #N/A
[13 empty] | #N/A | #N/A
[13 empty] | #N/A | #N/A
[13 empty] | #N/A | #N/A
[13 empty] | #N/A | #N/A
[13 empty] | #N/A | #N/A
[13 empty] | #N/A | #N/A
[13 empty] | #N/A | #N/A
[13 empty] | #N/A | #N/A
[13 empty] | #N/A | #N/A
[13 empty] | #N/A | #N/A
[13 empty] | #N/A | #N/A
[13 empty] | #N/A | #N/A
[13 empty] | #N/A | #N/A
[13 empty] | #N/A | #N/A
[13 empty] | #N/A | #N/A
[13 empty] | #N/A | #N/A
[13 empty] | #N/A | #N/A
[13 empty] | #N/A | #N/A
[13 empty] | #N/A | #N/A
[13 empty] | #N/A | #N/A
[13 empty] | #N/A | #N/A
[13 empty] | #N/A | #N/A
[13 empty] | #N/A | #N/A
[13 empty] | #N/A | #N/A
[13 empty] | #N/A | #N/A
[13 empty] | #N/A | #N/A
[13 empty] | #N/A | #N/A
[13 empty] | #N/A | #N/A
[13 empty] | #N/A | #N/A
[13 empty] | #N/A | #N/A
[13 empty] | #N/A | #N/A
[13 empty] | #N/A | #N/A
[13 empty] | #N/A | #N/A
[13 empty] | #N/A | #N/A
[13 empty] | #N/A | #N/A
[13 empty] | #N/A | #N/A
[13 empty] | #N/A | #N/A
[13 empty] | #N/A | #N/A
[13 empty] | #N/A | #N/A
[13 empty] | #N/A | #N/A
[13 empty] | #N/A | #N/A
[13 empty] | #N/A | #N/A
[13 empty] | #N/A | #N/A
[13 empty] | #N/A | #N/A
[13 empty] | #N/A | #N/A
[13 empty] | #N/A | #N/A
[13 empty] | #N/A | #N/A
[13 empty] | #N/A | #N/A
[13 empty] | #N/A | #N/A
[13 empty] | #N/A | #N/A
[13 empty] | #N/A | #N/A
[13 empty] | #N/A | #N/A
[13 empty] | #N/A | #N/A
[13 empty] | #N/A | #N/A
[13 empty] | #N/A | #N/A
[13 empty] | #N/A | #N/A
[13 empty] | #N/A | #N/A
[13 empty] | #N/A | #N/A
[13 empty] | #N/A | #N/A
[13 empty] | #N/A | #N/A
[13 empty] | #N/A | #N/A
[13 empty] | #N/A | #N/A
[13 empty] | #N/A | #N/A
[13 empty] | #N/A | #N/A
[13 empty] | #N/A | #N/A
[13 empty] | #N/A | #N/A
[13 empty] | #N/A | #N/A
[13 empty] | #N/A | #N/A
[13 empty] | #N/A | #N/A
[13 empty] | #N/A | #N/A
[13 empty] | #N/A | #N/A
[13 empty] | #N/A | #N/A
[13 empty] | #N/A | #N/A
[13 empty] | #N/A | #N/A
[13 empty] | #N/A | #N/A
[13 empty] | #N/A | #N/A
[13 empty] | #N/A | #N/A
[13 empty] | #N/A | #N/A
[13 empty] | #N/A | #N/A
[13 empty] | #N/A | #N/A
[13 empty] | #N/A | #N/A
[13 empty] | #N/A | #N/A
[13 empty] | #N/A | #N/A
[13 empty] | #N/A | #N/A
[13 empty] | #N/A | #N/A
[13 empty] | #N/A | #N/A
[13 empty] | #N/A | #N/A
[13 empty] | #N/A | #N/A
[13 empty] | #N/A | #N/A
[13 empty] | #N/A | #N/A
[13 empty] | #N/A | #N/A
[13 empty] | #N/A | #N/A
[13 empty] | #N/A | #N/A
[13 empty] | #N/A | #N/A
[13 empty] | #N/A | #N/A
[13 empty] | #N/A | #N/A
[13 empty] | #N/A | #N/A
[13 empty] | #N/A | #N/A
[13 empty] | #N/A | #N/A
[13 empty] | #N/A | #N/A
[13 empty] | #N/A | #N/A
[13 empty] | #N/A | #N/A
[13 empty] | #N/A | #N/A
[13 empty] | #N/A | #N/A
[13 empty] | #N/A | #N/A
[13 empty] | #N/A | #N/A
[13 empty] | #N/A | #N/A
[13 empty] | #N/A | #N/A
[13 empty] | #N/A | #N/A
[13 empty] | #N/A | #N/A
[13 empty] | #N/A | #N/A
[13 empty] | #N/A | #N/A
[13 empty] | #N/A | #N/A
[13 empty] | #N/A | #N/A
[13 empty] | #N/A | #N/A
[13 empty] | #N/A | #N/A
[13 empty] | #N/A | #N/A
[13 empty] | #N/A | #N/A
[13 empty] | #N/A | #N/A
[13 empty] | #N/A | #N/A
[13 empty] | #N/A | #N/A
[13 empty] | #N/A | #N/A
[13 empty] | #N/A | #N/A
[13 empty] | #N/A | #N/A
[13 empty] | #N/A | #N/A
[13 empty] | #N/A | #N/A
[13 empty] | #N/A | #N/A
[13 empty] | #N/A | #N/A
[13 empty] | #N/A | #N/A
[13 empty] | #N/A | #N/A
[13 empty] | #N/A | #N/A
[13 empty] | #N/A | #N/A
[13 empty] | #N/A | #N/A
[13 empty] | #N/A | #N/A
[13 empty] | #N/A | #N/A
[13 empty] | #N/A | #N/A
[13 empty] | #N/A | #N/A
[13 empty] | #N/A | #N/A
[13 empty] | #N/A | #N/A
[13 empty] | #N/A | #N/A
[13 empty] | #N/A | #N/A
[13 empty] | #N/A | #N/A
[13 empty] | #N/A | #N/A
[13 empty] | #N/A | #N/A
[13 empty] | #N/A | #N/A
[13 empty] | #N/A | #N/A
[13 empty] | #N/A | #N/A
[13 empty] | #N/A | #N/A
[13 empty] | #N/A | #N/A
[13 empty] | #N/A | #N/A
[13 empty] | #N/A | #N/A
[13 empty] | #N/A | #N/A
[13 empty] | #N/A | #N/A
[13 empty] | #N/A | #N/A
[13 empty] | #N/A | #N/A
[13 empty] | #N/A | #N/A
[13 empty] | #N/A | #N/A
[13 empty] | #N/A | #N/A
[13 empty] | #N/A | #N/A
[13 empty] | #N/A | #N/A
[13 empty] | #N/A | #N/A
[13 empty] | #N/A | #N/A
[13 empty] | #N/A | #N/A
[13 empty] | #N/A | #N/A
[13 empty] | #N/A | #N/A
[13 empty] | #N/A | #N/A
[13 empty] | #N/A | #N/A
[13 empty] | #N/A | #N/A
[13 empty] | #N/A | #N/A
[13 empty] | #N/A | #N/A
[13 empty] | #N/A | #N/A
[13 empty] | #N/A | #N/A
[13 empty] | #N/A | #N/A
[13 empty] | #N/A | #N/A
[13 empty] | #N/A | #N/A
[13 empty] | #N/A | #N/A
[13 empty] | #N/A | #N/A
[13 empty] | #N/A | #N/A
[13 empty] | #N/A | #N/A
[13 empty] | #N/A | #N/A
[13 empty] | #N/A | #N/A
[13 empty] | #N/A | #N/A
[13 empty] | #N/A | #N/A
[13 empty] | #N/A | #N/A
[13 empty] | #N/A | #N/A
[13 empty] | #N/A | #N/A
[13 empty] | #N/A | #N/A
[13 empty] | #N/A | #N/A
[13 empty] | #N/A | #N/A
[13 empty] | #N/A | #N/A
[13 empty] | #N/A | #N/A
[13 empty] | #N/A | #N/A
[13 empty] | #N/A | #N/A
[13 empty] | #N/A | #N/A
[13 empty] | #N/A | #N/A
[13 empty] | #N/A | #N/A
[13 empty] | #N/A | #N/A
[13 empty] | #N/A | #N/A
[13 empty] | #N/A | #N/A
[13 empty] | #N/A | #N/A
[13 empty] | #N/A | #N/A
[13 empty] | #N/A | #N/A
[13 empty] | #N/A | #N/A

## Weather_Hourly
Hour | Outdoor temp (°C) | Solar (W/m²) | Wind (km/h)
2026-10-03 23:00 | 7.1 | 0 | 4.9
2026-10-04 | 5 | 0 | 5
2026-10-04 01:00 | 4.4 | 0 | 4.9
2026-10-04 02:00 | 3.9 | 0 | 5.3
2026-10-04 03:00 | 3.8 | 0 | 6.1
2026-10-04 04:00 | 3.3 | 0 | 3.7
2026-10-04 05:00 | 3.2 | 0 | 4.6
2026-10-04 06:00 | 2.8 | 0 | 5.4
2026-10-04 07:00 | 2.7 | 0 | 6
2026-10-04 08:00 | 3 | 2 | 7.3
2026-10-04 09:00 | 4.7 | 72 | 9.4
2026-10-04 10:00 | 6.9 | 189 | 10
2026-10-04 11:00 | 9.2 | 304 | 8
2026-10-04 12:00 | 12.5 | 438 | 9.8
2026-10-04 13:00 | 14.5 | 493 | 12.4
2026-10-04 14:00 | 15.7 | 497 | 14
2026-10-04 15:00 | 16.6 | 466 | 14.2
2026-10-04 16:00 | 17.2 | 411 | 14.4

## Calibration_Pending
Time | Board A temp (°C) | Board B temp (°C) | B − A (°C) | Mean of A,B (°C) | Board A RH (%) | Board B RH (%) | B − A RH (%)
Calibration result
[8 empty] | Temperature offset, mean B−A (°C) | PENDING
[8 empty] | Offset spread, SD (°C) | PENDING
[8 empty] | Temperature check (±0.2 °C after correction) | PENDING
[8 empty] | RH offset, mean B−A (%) | PENDING
[8 empty] | RH check (±2 % after correction) | PENDING

## Furnace_Cycles
Cycle | Start | End | Duration (min) | Rise (°C) | Heating rate (°C/h) | Minutes since previous start
1 | 46299.1382 | 46299.1451 | 10 | 0.355 | 2.13
2 | 46299.1736 | 46299.1799 | 9 | 0.313 | 2.0867 | 51
3 | 46299.2049 | 46299.2118 | 10 | 0.376 | 2.256 | 45
4 | 46299.2375 | 46299.2444 | 10 | 0.424 | 2.544 | 47
5 | 46299.2715 | 46299.2785 | 10 | 0.424 | 2.544 | 49
6 | 46299.3028 | 46299.3097 | 10 | 0.439 | 2.634 | 45
7 | 46299.3465 | 46299.3542 | 11 | 0.493 | 2.6891 | 63
8 | 46299.3833 | 46299.3917 | 12 | 0.517 | 2.585 | 53
9 | 46299.45 | 46299.5201 | 101 | 0.936 | 0.55604 | 96
| Average |  | 20.3333 | 0.47522 | 2.225 | 56.125

## ML_Forecast
Fold | Persistence (°C) | Ridge regression (°C) | Gradient-boosted trees (°C)
1 | 0.192 | 0.218 | 0.214
2 | 0.256 | 0.213 | 0.164
3 | 0.231 | 0.409 | 0.148
4 | 0.189 | 0.376 | 0.311
5 | 0.07 | 0.149 | 0.057
Mean MAE | 0.1876 | 0.273 | 0.1788
SD | 0.071437 | 0.11303 | 0.093165
vs baseline |  | -45.52% | 4.691%
Method: 30-minute-ahead room temperature forecast, features = recent temperature dynamics + indoor–outdoor ΔT + solar; scikit-learn; TimeSeriesSplit (5 folds, 30-min gap) so the model never sees the future.
Honest result: with one night of data the best model is only ~4 % better than 'temperature stays the same'. More nights → re-run tools/forecast_cv.py and paste new folds here.